## Summary
aFRR scenarios — Current vs PICASSO vs Mature vs Bear ¦ 2025-05-01 → 2026-05-01
Battery configuration (common to all 4 scenarios)
Power (MW) | 10 | Battery rated power
Energy capacity (MWh) | 20 | Daily throughput cap (1 cycle/day)
RTE | 0.97 | User directive — 3% per round-trip loss
SOC band | 0% – 100% | User directive — full DOD
Strategy | Balanced (80% acceptance, 1.0× bid) | All scenarios run balanced for fair comparison
Real DAMAS aFRR+ capacity (avg) | 8.72 | Scraped from Transelectrica DAMAS II tender statistics
Real DAMAS aFRR- capacity (avg) | 6.59 | ditto
Scenario definitions
Scenario | Market share | Capacity × | Activation × | Capacity rev (€) | Activation rev (€) | Total annual (€)
A. Current (10%, pre-PICASSO) | 10% | 1 | 1 | 597767.2704 | 2675941.311 | 3273708.5814
B. PICASSO go-live (−25%) | 10% | 0.75 | 0.75 | 448725.312 | 2006955.9832 | 2455681.2952
C. Mature market (5% share, −40%) | 5% | 0.6 | 0.65 | 363910.5792 | 1836059.5881 | 2199970.1673
D. Bear case (2%, full saturation) | 2% | 0.4 | 0.5 | 351360 | 1035772.5836 | 1387132.5836
Scenario descriptions
A. Current (10%, pre-PICASSO) | Today's Romanian aFRR market. PICASSO platform NOT yet connected (Romania waiting on Hungary/MAVIR). Battery operator captures 10% of TSO activations (small new entrant in a sparse BESS market — only ~50 MW deployed Romania-wide). Real DAMAS capacity clearing prices apply (€8.72/€6.59 per MW/h aFRRUp/Down avg, sampled Apr 2025 – Jan 2026). Activation revenue uses real per-slot DAMAS settlement prices.
B. PICASSO go-live (−25%) | PICASSO platform activates Romania (expected 2026-2027 once Hungary/MAVIR connects). Cross-border aFRR-energy bid stack caps Romanian extreme activation prices toward European average; capacity prices compress in parallel. Conservative step-down applied: −25% on BOTH capacity bid (real DAMAS × 0.75) AND per-slot activation revenue. Market share unchanged (10%). Reference: ENTSO-E PICASSO go-live in DE/AT/CZ produced 20-40% reduction in extreme tail prices over 12-18 months.
C. Mature market (5% share, −40%) | Romanian BESS pipeline (1+ GW announced) materializes through 2027-2028. Market share compresses from 10% to 5% as new BESS deployments compete for the same activation volumes. aFRR capacity prices compress 40% to ~€5/MW/h (matching Germany's current level after their 2022-2024 BESS build-out). Activation prices compress 35% as the bid stack thickens. Steady-state realistic case for years Y3-Y8.
D. Bear case (2%, full saturation) | Long-term steady state (2030+). Romanian BESS deploys 2-3 GW matching Germany's current density. Market share collapses to 2% per operator. aFRR capacity prices fall 60% (matching Germany's mature aFRR auction levels of €3-4/MW/h post-2024 compression). Activation prices fall 50% as PICASSO + thick bid stack normalize Romanian prices to European average. Bankability stress case used by lenders for late-life (Y8-Y15) cashflow projections.
Notes
• All four scenarios run the SAME 10 MW / 20 MWh battery on the SAME real DAMAS market data (Apr 2025 - May 2026, 366 days, 96 slots/day) — only the market_share, capacity_mult, and activation_mult parameters differ.
• Capacity revenue = power × 24h × bid × acceptance, where bid = real DAMAS aFRR clearing × scenario capacity_mult. Activation revenue = Σ_slot (captured_MWh × actual_settlement_price × scenario activation_mult), with captured_MWh = min(market_MWh × market_share × acceptance, power × 0.25h, remaining battery cap).
• PICASSO assumption (-25% step-down): conservative read of ENTSO-E PICASSO go-live data from DE/AT/CZ which saw 20-40% reduction in extreme tail prices. Romania expected to connect 2026-2027.
• Mature market (5% share, -40% capacity): extrapolation from Germany's BESS build-out 2022-2024 and current ~€3-4/MW/h aFRR clearing. Assumes Romanian pipeline (1+ GW announced) materializes by 2027-2028.
• Bear case (2% share, -60% capacity): long-term steady state matching Germany today after their compression, applied to Romania for Y8-Y15 cashflow stress testing.
• Numbers are SIMULATED on real DAMAS data — NOT bankable. Compliance gates (ANRE / OPCOM / PRE / BRP / BSP / FSE) and tariff exemption math apply downstream in investment_service.analyze().

## Scenario_A_Current
Date | Weekday | Selected | Recommended bid (€/MW/h) | Acceptance rate | Capacity revenue (€) | Slots activated (#/96) | Avg activation price (€/MWh) | Max activation price (€/MWh) | Market activations (MWh) | Captured energy (MWh) | Battery cap binding | Activation revenue (€) | Daily revenue (€)
2025-05-01 | Thursday | aFRR+ | 8.72 | 80% | 1673.3952 | 13 | 649.59 | 1387.28 | 1445.31 | 20 | yes | 15336.6287 | 17010.0239
2025-05-02 | Friday | aFRR+ | 8.72 | 80% | 1673.3952 | 62 | 197.96 | 1311.28 | 304.97 | 20 | yes | 9313.2168 | 10986.612
2025-05-03 | Saturday | aFRR- | 6.59 | 80% | 1265.1904 | 25 | 109.77 | 947.31 | 945.12 | 20 | yes | 3697.7599 | 4962.9503
2025-05-04 | Sunday | aFRR+ | 8.72 | 80% | 1673.3952 | 52 | 167.03 | 930.37 | 335.39 | 20 | yes | 6774.0211 | 8447.4163
2025-05-05 | Monday | aFRR+ | 8.72 | 80% | 1673.3952 | 34 | 255.87 | 1199.8 | 529.04 | 20 | yes | 9087.4575 | 10760.8527
2025-05-06 | Tuesday | aFRR- | 6.59 | 80% | 1265.1904 | 35 | 163.31 | 824.16 | 501.09 | 20 | yes | 7755.0795 | 9020.2699
2025-05-07 | Wednesday | aFRR+ | 8.72 | 80% | 1673.3952 | 52 | 245.52 | 1187.29 | 349.23 | 20 | yes | 11665.7844 | 13339.1796
2025-05-08 | Thursday | aFRR+ | 8.72 | 80% | 1673.3952 | 55 | 221.96 | 901.23 | 425.64 | 20 | yes | 8976.1736 | 10649.5688
2025-05-09 | Friday | aFRR+ | 8.72 | 80% | 1673.3952 | 30 | 329.24 | 1320.09 | 538.18 | 20 | yes | 12535.0951 | 14208.4903
2025-05-10 | Saturday | aFRR+ | 8.72 | 80% | 1673.3952 | 27 | 246.25 | 731.24 | 866.36 | 20 | yes | 7296.1022 | 8969.4974
2025-05-11 | Sunday | aFRR+ | 8.72 | 80% | 1673.3952 | 60 | 199.74 | 1059.75 | 340.75 | 20 | yes | 8911.6797 | 10585.0749
2025-05-12 | Monday | aFRR+ | 8.72 | 80% | 1673.3952 | 21 | 404.55 | 1047.86 | 1008.35 | 20 | yes | 12456.1921 | 14129.5873
2025-05-13 | Tuesday | aFRR+ | 8.72 | 80% | 1673.3952 | 57 | 180.65 | 1250.66 | 405.52 | 20 | yes | 6417.9272 | 8091.3224
2025-05-14 | Wednesday | aFRR+ | 8.72 | 80% | 1673.3952 | 61 | 176.75 | 910.63 | 403.59 | 20 | yes | 6021.2574 | 7694.6526
2025-05-15 | Thursday | aFRR+ | 8.72 | 80% | 1673.3952 | 21 | 376.62 | 1177.92 | 488.73 | 20 | yes | 11457.5735 | 13130.9687
2025-05-16 | Friday | aFRR+ | 8.72 | 80% | 1673.3952 | 22 | 333.9 | 1199.8 | 1297.95 | 20 | yes | 10382.1484 | 12055.5436
2025-05-17 | Saturday | aFRR+ | 8.72 | 80% | 1673.3952 | 30 | 319.56 | 1181.89 | 1302 | 20 | yes | 12599.8676 | 14273.2628
2025-05-18 | Sunday | aFRR+ | 8.72 | 80% | 1673.3952 | 24 | 403.7 | 1796.87 | 985.3 | 20 | yes | 14103.9628 | 15777.358
2025-05-19 | Monday | aFRR+ | 8.72 | 80% | 1673.3952 | 30 | 357.51 | 1400.2 | 655.32 | 20 | yes | 14862.264 | 16535.6592
2025-05-20 | Tuesday | aFRR+ | 8.72 | 80% | 1673.3952 | 47 | 210.05 | 1309.14 | 794.15 | 20 | yes | 7658.5113 | 9331.9065
2025-05-21 | Wednesday | aFRR+ | 8.72 | 80% | 1673.3952 | 58 | 160.48 | 796.23 | 117.9 | 9.43 | no | 3161.7502 | 4835.1454
2025-05-22 | Thursday | aFRR+ | 8.72 | 80% | 1673.3952 | 26 | 366.37 | 1199.8 | 1126.63 | 20 | yes | 12948.2136 | 14621.6088
2025-05-23 | Friday | aFRR+ | 8.72 | 80% | 1673.3952 | 68 | 167.38 | 559 | 252.29 | 20 | yes | 4770.8866 | 6444.2818
2025-05-24 | Saturday | aFRR+ | 8.72 | 80% | 1673.3952 | 27 | 317.58 | 1127.05 | 739.91 | 20 | yes | 12288.0379 | 13961.4331
2025-05-25 | Sunday | aFRR+ | 8.72 | 80% | 1673.3952 | 47 | 236.74 | 1199.8 | 572.6 | 20 | yes | 13431.7419 | 15105.1371
2025-05-26 | Monday | aFRR+ | 8.72 | 80% | 1673.3952 | 31 | 310.11 | 1182.72 | 931.3 | 20 | yes | 11273.0606 | 12946.4558
2025-05-27 | Tuesday | aFRR+ | 8.72 | 80% | 1673.3952 | 41 | 202.88 | 741.08 | 676.97 | 20 | yes | 5987.0485 | 7660.4437
2025-05-28 | Wednesday | aFRR+ | 8.72 | 80% | 1673.3952 | 62 | 173.35 | 1113.74 | 198.57 | 14.34 | no | 5055.8073 | 6729.2025
2025-05-29 | Thursday | aFRR+ | 8.72 | 80% | 1673.3952 | 62 | 179.97 | 893.11 | 413.65 | 20 | yes | 7075.4013 | 8748.7965
2025-05-30 | Friday | aFRR+ | 8.72 | 80% | 1673.3952 | 59 | 173.33 | 792.8 | 373.39 | 20 | yes | 6540.3694 | 8213.7646
2025-05-31 | Saturday | aFRR- | 6.59 | 80% | 1265.1904 | 34 | 179.69 | 1113.75 | 661.18 | 20 | yes | 7926.8283 | 9192.0187
2025-06-01 | Sunday | aFRR+ | 8.72 | 80% | 1673.3952 | 42 | 155.62 | 897.96 | 150.21 | 10.69 | no | 3582.3186 | 5255.7138
2025-06-02 | Monday | aFRR+ | 8.72 | 80% | 1673.3952 | 55 | 162.98 | 958.54 | 157.38 | 11.07 | no | 3802.7301 | 5476.1253
2025-06-03 | Tuesday | aFRR+ | 8.72 | 80% | 1673.3952 | 60 | 217.43 | 1155.88 | 303.43 | 20 | yes | 9994.4023 | 11667.7975
2025-06-04 | Wednesday | aFRR+ | 8.72 | 80% | 1673.3952 | 52 | 201.67 | 756.45 | 358.94 | 20 | yes | 8911.3343 | 10584.7295
2025-06-05 | Thursday | aFRR+ | 8.72 | 80% | 1673.3952 | 54 | 198.69 | 1199.8 | 370.81 | 20 | yes | 8792.7117 | 10466.1069
2025-06-06 | Friday | aFRR+ | 8.72 | 80% | 1673.3952 | 41 | 287.34 | 1400.2 | 503.26 | 20 | yes | 15175.2084 | 16848.6036
2025-06-07 | Saturday | aFRR+ | 8.72 | 80% | 1673.3952 | 66 | 174.86 | 1270.59 | 219.11 | 14.52 | no | 8449.6547 | 10123.0499
2025-06-08 | Sunday | aFRR+ | 8.72 | 80% | 1673.3952 | 48 | 164.92 | 883.64 | 188.03 | 14.36 | no | 5144.1776 | 6817.5728
2025-06-09 | Monday | aFRR+ | 8.72 | 80% | 1673.3952 | 49 | 180.34 | 1139.83 | 276.8 | 18.98 | no | 7558.4215 | 9231.8167
2025-06-10 | Tuesday | aFRR+ | 8.72 | 80% | 1673.3952 | 45 | 250.06 | 1386.12 | 855.12 | 20 | yes | 11326.6887 | 13000.0839
2025-06-11 | Wednesday | aFRR+ | 8.72 | 80% | 1673.3952 | 63 | 184 | 1351.79 | 471.57 | 20 | yes | 8558.3144 | 10231.7096
2025-06-12 | Thursday | aFRR+ | 8.72 | 80% | 1673.3952 | 56 | 255.5 | 1334.85 | 587.67 | 20 | yes | 14008.1814 | 15681.5766
2025-06-13 | Friday | aFRR+ | 8.72 | 80% | 1673.3952 | 48 | 154.4 | 656.04 | 381.35 | 20 | yes | 4332.1943 | 6005.5895
2025-06-14 | Saturday | aFRR+ | 8.72 | 80% | 1673.3952 | 59 | 142.93 | 951.3 | 322.15 | 20 | yes | 5112.4034 | 6785.7986
2025-06-15 | Sunday | aFRR- | 6.59 | 80% | 1265.1904 | 36 | 172.24 | 899.8 | 852.38 | 20 | yes | 7926.0981 | 9191.2885
2025-06-16 | Monday | aFRR+ | 8.72 | 80% | 1673.3952 | 57 | 149.91 | 822.36 | 231.59 | 17.16 | no | 4436.9059 | 6110.3011
2025-06-17 | Tuesday | aFRR+ | 8.72 | 80% | 1673.3952 | 44 | 138.09 | 225.73 | 516.66 | 20 | yes | 3593.5097 | 5266.9049
2025-06-18 | Wednesday | aFRR- | 6.59 | 80% | 1265.1904 | 37 | 161.69 | 949.6 | 570.5 | 20 | yes | 7441.8948 | 8707.0852
2025-06-19 | Thursday | aFRR+ | 8.72 | 80% | 1673.3952 | 72 | 133.78 | 239.58 | 413.88 | 20 | yes | 3290.2496 | 4963.6448
2025-06-20 | Friday | aFRR+ | 8.72 | 80% | 1673.3952 | 48 | 147.65 | 685.48 | 294.97 | 20 | yes | 4945.9078 | 6619.303
2025-06-21 | Saturday | aFRR- | 6.59 | 80% | 1265.1904 | 32 | 204.99 | 1400.2 | 780.14 | 20 | yes | 8926.5927 | 10191.7831
2025-06-22 | Sunday | aFRR+ | 8.72 | 80% | 1673.3952 | 53 | 164.59 | 954.15 | 571.43 | 20 | yes | 6331.1355 | 8004.5307
2025-06-23 | Monday | aFRR+ | 8.72 | 80% | 1673.3952 | 42 | 144.18 | 545.68 | 610.53 | 20 | yes | 3864.5689 | 5537.9641
2025-06-24 | Tuesday | aFRR+ | 8.72 | 80% | 1673.3952 | 60 | 136.86 | 335.91 | 190.43 | 14.35 | no | 2896.6267 | 4570.0219
2025-06-25 | Wednesday | aFRR+ | 8.72 | 80% | 1673.3952 | 47 | 134.21 | 560.06 | 617.72 | 20 | yes | 3548.9537 | 5222.3489
2025-06-26 | Thursday | aFRR+ | 8.72 | 80% | 1673.3952 | 39 | 230.3 | 1007.33 | 1622.16 | 20 | yes | 9841.84 | 11515.2352
2025-06-27 | Friday | aFRR+ | 8.72 | 80% | 1673.3952 | 43 | 218.25 | 1276.53 | 673 | 20 | yes | 9522.912 | 11196.3072
2025-06-28 | Saturday | aFRR+ | 8.72 | 80% | 1673.3952 | 41 | 294.16 | 1199.87 | 605.95 | 20 | yes | 12953.0598 | 14626.455
2025-06-29 | Sunday | aFRR+ | 8.72 | 80% | 1673.3952 | 46 | 255.54 | 1183.72 | 411.19 | 20 | yes | 12491.1928 | 14164.588
2025-06-30 | Monday | aFRR+ | 8.72 | 80% | 1673.3952 | 34 | 284.58 | 1184.16 | 593.28 | 20 | yes | 8967.5657 | 10640.9609
2025-07-01 | Tuesday | aFRR+ | 8.72 | 80% | 1673.3952 | 58 | 173.66 | 675.47 | 392.65 | 20 | yes | 6009.6558 | 7683.051
2025-07-02 | Wednesday | aFRR- | 6.59 | 80% | 1265.1904 | 25 | 169.79 | 1265.68 | 1475.9 | 20 | yes | 5644.5849 | 6909.7753
2025-07-03 | Thursday | aFRR+ | 8.72 | 80% | 1673.3952 | 67 | 171.15 | 946.54 | 370.67 | 20 | yes | 6743.4188 | 8416.814
2025-07-04 | Friday | aFRR+ | 8.72 | 80% | 1673.3952 | 60 | 134.97 | 419.91 | 554.44 | 20 | yes | 3130.1357 | 4803.5309
2025-07-05 | Saturday | aFRR+ | 8.72 | 80% | 1673.3952 | 56 | 192.14 | 1199.33 | 166.51 | 12.85 | no | 8459.9616 | 10133.3568
2025-07-06 | Sunday | aFRR+ | 8.72 | 80% | 1673.3952 | 49 | 261.24 | 1299.98 | 454.68 | 20 | yes | 12956.1124 | 14629.5076
2025-07-07 | Monday | aFRR+ | 8.72 | 80% | 1673.3952 | 52 | 186.64 | 730.52 | 387.75 | 20 | yes | 5023.5518 | 6696.947
2025-07-08 | Tuesday | aFRR+ | 8.72 | 80% | 1673.3952 | 23 | 486.76 | 1306.58 | 829.92 | 20 | yes | 17431.5324 | 19104.9276
2025-07-09 | Wednesday | aFRR+ | 8.72 | 80% | 1673.3952 | 20 | 499.11 | 1159.37 | 720.07 | 20 | yes | 15009.3069 | 16682.7021
2025-07-10 | Thursday | aFRR- | 6.59 | 80% | 1265.1904 | 27 | 100.6 | 532.44 | 1255.45 | 20 | yes | 3349.921 | 4615.1114
2025-07-11 | Friday | aFRR+ | 8.72 | 80% | 1673.3952 | 49 | 136.12 | 190.23 | 97.92 | 7.83 | no | 1202.5893 | 2875.9845
2025-07-12 | Saturday | aFRR+ | 8.72 | 80% | 1673.3952 | 67 | 176.76 | 1322.13 | 219.94 | 14.18 | no | 6979.3254 | 8652.7206
2025-07-13 | Sunday | aFRR+ | 8.72 | 80% | 1673.3952 | 59 | 157.12 | 784.52 | 138.06 | 11 | no | 3041.6777 | 4715.0729
2025-07-14 | Monday | aFRR+ | 8.72 | 80% | 1673.3952 | 62 | 243.28 | 1361.61 | 351.67 | 20 | yes | 14507.2929 | 16180.6881
2025-07-15 | Tuesday | aFRR+ | 8.72 | 80% | 1673.3952 | 65 | 161.03 | 784.61 | 162.16 | 12.88 | no | 3943.9149 | 5617.3101
2025-07-16 | Wednesday | aFRR+ | 8.72 | 80% | 1673.3952 | 28 | 343.77 | 1102.76 | 436.49 | 20 | yes | 11308.2455 | 12981.6407
2025-07-17 | Thursday | aFRR+ | 8.72 | 80% | 1673.3952 | 39 | 297.54 | 1275.52 | 616.51 | 20 | yes | 13328.2257 | 15001.6209
2025-07-18 | Friday | aFRR+ | 8.72 | 80% | 1673.3952 | 45 | 195.42 | 1291.47 | 234.79 | 15.11 | no | 8164.957 | 9838.3522
2025-07-19 | Saturday | aFRR+ | 8.72 | 80% | 1673.3952 | 31 | 366.18 | 1287.42 | 459.01 | 20 | yes | 13286.6692 | 14960.0644
2025-07-20 | Sunday | aFRR- | 6.59 | 80% | 1265.1904 | 37 | 248.15 | 1214.05 | 645.7 | 20 | yes | 12549.7309 | 13814.9213
2025-07-21 | Monday | aFRR+ | 8.72 | 80% | 1673.3952 | 58 | 202.33 | 1299.9 | 215.21 | 14.79 | no | 9244.9365 | 10918.3317
2025-07-22 | Tuesday | aFRR+ | 8.72 | 80% | 1673.3952 | 23 | 425.09 | 1400.2 | 671.87 | 20 | yes | 14407.3256 | 16080.7208
2025-07-23 | Wednesday | aFRR+ | 8.72 | 80% | 1673.3952 | 42 | 306.7 | 1359.02 | 526.11 | 20 | yes | 15546.4657 | 17219.8609
2025-07-24 | Thursday | aFRR+ | 8.72 | 80% | 1673.3952 | 55 | 208.37 | 1266.91 | 711.03 | 20 | yes | 8494.0557 | 10167.4509
2025-07-25 | Friday | aFRR+ | 8.72 | 80% | 1673.3952 | 39 | 230.32 | 1250.76 | 965.35 | 20 | yes | 8143.3407 | 9816.7359
2025-07-26 | Saturday | aFRR+ | 8.72 | 80% | 1673.3952 | 48 | 200.78 | 1022.27 | 471.18 | 20 | yes | 6860.18 | 8533.5752
2025-07-27 | Sunday | aFRR+ | 8.72 | 80% | 1673.3952 | 64 | 202.79 | 1400.2 | 549.14 | 20 | yes | 10594.7198 | 12268.115
2025-07-28 | Monday | aFRR+ | 8.72 | 80% | 1673.3952 | 39 | 298.7 | 1299.8 | 690.74 | 20 | yes | 11394.3371 | 13067.7323
2025-07-29 | Tuesday | aFRR+ | 8.72 | 80% | 1673.3952 | 28 | 266.63 | 1157.13 | 754.38 | 20 | yes | 8679.5949 | 10352.9901
2025-07-30 | Wednesday | aFRR+ | 8.72 | 80% | 1673.3952 | 60 | 191.52 | 1299.99 | 535.59 | 20 | yes | 9762.8318 | 11436.227
2025-07-31 | Thursday | aFRR+ | 8.72 | 80% | 1673.3952 | 46 | 249.87 | 1325.63 | 453.59 | 20 | yes | 11121.895 | 12795.2902
2025-08-01 | Friday | aFRR+ | 8.72 | 80% | 1673.3952 | 66 | 175.73 | 1071.04 | 238.35 | 17.68 | no | 6858.3466 | 8531.7418
2025-08-02 | Saturday | aFRR+ | 8.72 | 80% | 1673.3952 | 66 | 172.7 | 1287.07 | 526.7 | 20 | yes | 7826.2504 | 9499.6456
2025-08-03 | Sunday | aFRR+ | 8.72 | 80% | 1673.3952 | 56 | 186.24 | 1278.2 | 399.36 | 20 | yes | 8458.4409 | 10131.8361
2025-08-04 | Monday | aFRR+ | 8.72 | 80% | 1673.3952 | 58 | 167.84 | 1296.75 | 338.01 | 20 | yes | 8229.7659 | 9903.1611
2025-08-05 | Tuesday | aFRR+ | 8.72 | 80% | 1673.3952 | 37 | 204.75 | 1329.86 | 373.63 | 20 | yes | 9276.7949 | 10950.1901
2025-08-06 | Wednesday | aFRR+ | 8.72 | 80% | 1673.3952 | 20 | 488.45 | 1299.8 | 667.67 | 20 | yes | 14635.6079 | 16309.0031
2025-08-07 | Thursday | aFRR+ | 8.72 | 80% | 1673.3952 | 52 | 246.61 | 1353.81 | 535.36 | 20 | yes | 13846.1639 | 15519.5591
2025-08-08 | Friday | aFRR+ | 8.72 | 80% | 1673.3952 | 61 | 199.03 | 1376.77 | 295.25 | 20 | yes | 11135.7202 | 12809.1154
2025-08-09 | Saturday | aFRR+ | 8.72 | 80% | 1673.3952 | 77 | 139.4 | 788.53 | 246.37 | 19.71 | no | 4425.8108 | 6099.206
2025-08-10 | Sunday | aFRR+ | 8.72 | 80% | 1673.3952 | 50 | 163.32 | 1348.5 | 560.16 | 20 | yes | 6146.5956 | 7819.9908
2025-08-11 | Monday | aFRR+ | 8.72 | 80% | 1673.3952 | 44 | 202.23 | 1219.83 | 339.06 | 20 | yes | 8685.3479 | 10358.7431
2025-08-12 | Tuesday | aFRR+ | 8.72 | 80% | 1673.3952 | 44 | 235.05 | 1103.49 | 286.82 | 19.32 | no | 11987.8294 | 13661.2246
2025-08-13 | Wednesday | aFRR+ | 8.72 | 80% | 1673.3952 | 47 | 252.65 | 1400.2 | 644.62 | 20 | yes | 14133.0355 | 15806.4307
2025-08-14 | Thursday | aFRR+ | 8.72 | 80% | 1673.3952 | 39 | 168.22 | 872.14 | 647.85 | 20 | yes | 5293.6588 | 6967.054
2025-08-15 | Friday | aFRR+ | 8.72 | 80% | 1673.3952 | 46 | 126.87 | 553.84 | 61.81 | 4.95 | no | 1421.7439 | 3095.1391
2025-08-16 | Saturday | aFRR+ | 8.72 | 80% | 1673.3952 | 54 | 213.44 | 1268.98 | 408.87 | 20 | yes | 11662.2083 | 13335.6035
2025-08-17 | Sunday | aFRR+ | 8.72 | 80% | 1673.3952 | 60 | 140 | 1140.35 | 127.97 | 8.8 | no | 3545.5016 | 5218.8968
2025-08-18 | Monday | aFRR+ | 8.72 | 80% | 1673.3952 | 53 | 135.68 | 780.07 | 150.38 | 11.06 | no | 3658.3519 | 5331.7471
2025-08-19 | Tuesday | aFRR+ | 8.72 | 80% | 1673.3952 | 46 | 211.42 | 1299.8 | 367.56 | 20 | yes | 10598.6344 | 12272.0296
2025-08-20 | Wednesday | aFRR- | 6.59 | 80% | 1265.1904 | 39 | 133.76 | 950.63 | 818.98 | 20 | yes | 6053.96 | 7319.1504
2025-08-21 | Thursday | aFRR+ | 8.72 | 80% | 1673.3952 | 43 | 174.14 | 905.38 | 550.85 | 20 | yes | 6011.1372 | 7684.5324
2025-08-22 | Friday | aFRR+ | 8.72 | 80% | 1673.3952 | 47 | 194.87 | 1133.53 | 312.36 | 20 | yes | 7982.0959 | 9655.4911
2025-08-23 | Saturday | aFRR- | 6.59 | 80% | 1265.1904 | 52 | 145.27 | 999.8 | 985.73 | 20 | yes | 8928.2666 | 10193.457
2025-08-24 | Sunday | aFRR+ | 8.72 | 80% | 1673.3952 | 46 | 181.89 | 1299.99 | 149.77 | 9.31 | no | 6365.8576 | 8039.2528
2025-08-25 | Monday | aFRR- | 6.59 | 80% | 1265.1904 | 35 | 60.9 | 482.21 | 1130.28 | 20 | yes | 1740.0366 | 3005.227
2025-08-26 | Tuesday | aFRR+ | 8.72 | 80% | 1673.3952 | 41 | 155.94 | 857.06 | 133 | 10.35 | no | 3261.388 | 4934.7832
2025-08-27 | Wednesday | aFRR+ | 8.72 | 80% | 1673.3952 | 56 | 151.82 | 793.65 | 201.55 | 16.12 | no | 3953.338 | 5626.7332
2025-08-28 | Thursday | aFRR+ | 8.72 | 80% | 1673.3952 | 58 | 198.45 | 1038.47 | 262.94 | 18.9 | no | 9541.5172 | 11214.9124
2025-08-29 | Friday | aFRR+ | 8.72 | 80% | 1673.3952 | 39 | 122.42 | 140 | 69.9 | 5.59 | no | 770.6288 | 2444.024
2025-08-30 | Saturday | aFRR+ | 8.72 | 80% | 1673.3952 | 33 | 199.18 | 973 | 509.55 | 20 | yes | 4846.3836 | 6519.7788
2025-08-31 | Sunday | aFRR+ | 8.72 | 80% | 1673.3952 | 61 | 179.96 | 1117.1 | 279.49 | 20 | yes | 8327.4439 | 10000.8391
2025-09-01 | Monday | aFRR+ | 8.72 | 80% | 1673.3952 | 66 | 179.45 | 1230.88 | 306.51 | 20 | yes | 8632.3502 | 10305.7454
2025-09-02 | Tuesday | aFRR+ | 8.72 | 80% | 1673.3952 | 58 | 184.67 | 1319.68 | 592.52 | 20 | yes | 8760.5156 | 10433.9108
2025-09-03 | Wednesday | aFRR+ | 8.72 | 80% | 1673.3952 | 23 | 367.38 | 1290.16 | 1014.73 | 20 | yes | 12481.1819 | 14154.5771
2025-09-04 | Thursday | aFRR+ | 8.72 | 80% | 1673.3952 | 53 | 219.9 | 1397.32 | 306.69 | 18.52 | no | 10885.6657 | 12559.0609
2025-09-05 | Friday | aFRR+ | 8.72 | 80% | 1673.3952 | 71 | 151.36 | 958.97 | 212.28 | 16.38 | no | 4137.2282 | 5810.6234
2025-09-06 | Saturday | aFRR+ | 8.72 | 80% | 1673.3952 | 56 | 191.71 | 846.56 | 416.98 | 20 | yes | 7316.3677 | 8989.7629
2025-09-07 | Sunday | aFRR+ | 8.72 | 80% | 1673.3952 | 55 | 155.46 | 698.34 | 248.03 | 18.65 | no | 5215.9683 | 6889.3635
2025-09-08 | Monday | aFRR+ | 8.72 | 80% | 1673.3952 | 62 | 153.91 | 584.27 | 193.94 | 15.46 | no | 4081.3265 | 5754.7217
2025-09-09 | Tuesday | aFRR+ | 8.72 | 80% | 1673.3952 | 33 | 296.07 | 1203.66 | 463.01 | 20 | yes | 12788.5139 | 14461.9091
2025-09-10 | Wednesday | aFRR+ | 8.72 | 80% | 1673.3952 | 41 | 241.79 | 1299.9 | 578.34 | 20 | yes | 10760.707 | 12434.1022
2025-09-11 | Thursday | aFRR+ | 8.72 | 80% | 1673.3952 | 43 | 177.15 | 742.79 | 419.21 | 20 | yes | 5691.1334 | 7364.5286
2025-09-12 | Friday | aFRR+ | 8.72 | 80% | 1673.3952 | 29 | 208.54 | 717.04 | 670.45 | 20 | yes | 5979.25 | 7652.6452
2025-09-13 | Saturday | aFRR- | 6.59 | 80% | 1265.1904 | 36 | 168.75 | 1000 | 873.28 | 20 | yes | 8430.9975 | 9696.1879
2025-09-14 | Sunday | aFRR+ | 8.72 | 80% | 1673.3952 | 43 | 143.62 | 594.27 | 423.79 | 20 | yes | 3985.2339 | 5658.6291
2025-09-15 | Monday | aFRR+ | 8.72 | 80% | 1673.3952 | 37 | 187.22 | 1335.85 | 430.14 | 20 | yes | 7720.2246 | 9393.6198
2025-09-16 | Tuesday | aFRR- | 6.59 | 80% | 1265.1904 | 38 | 139.63 | 716.64 | 410.75 | 20 | yes | 6144.358 | 7409.5484
2025-09-17 | Wednesday | aFRR+ | 8.72 | 80% | 1673.3952 | 31 | 302.73 | 1400.14 | 656.94 | 20 | yes | 12178.6637 | 13852.0589
2025-09-18 | Thursday | aFRR- | 6.59 | 80% | 1265.1904 | 16 | 60.26 | 354.84 | 1979.18 | 20 | yes | 1514.3836 | 2779.574
2025-09-19 | Friday | aFRR+ | 8.72 | 80% | 1673.3952 | 37 | 203.86 | 1232.66 | 522.41 | 20 | yes | 9142.4597 | 10815.8549
2025-09-20 | Saturday | aFRR+ | 8.72 | 80% | 1673.3952 | 53 | 242.77 | 1399.91 | 493.1 | 20 | yes | 13244.7164 | 14918.1116
2025-09-21 | Sunday | aFRR- | 6.59 | 80% | 1265.1904 | 38 | 118.75 | 1230.95 | 993.83 | 20 | yes | 5417.3085 | 6682.4989
2025-09-22 | Monday | aFRR+ | 8.72 | 80% | 1673.3952 | 46 | 226.92 | 1400.01 | 309.99 | 20 | yes | 10729.8912 | 12403.2864
2025-09-23 | Tuesday | aFRR+ | 8.72 | 80% | 1673.3952 | 61 | 163.01 | 1244.67 | 575.06 | 20 | yes | 6260.1945 | 7933.5897
2025-09-24 | Wednesday | aFRR+ | 8.72 | 80% | 1673.3952 | 50 | 170 | 774.2 | 562.12 | 20 | yes | 5015.4529 | 6688.8481
2025-09-25 | Thursday | aFRR+ | 8.72 | 80% | 1673.3952 | 37 | 213.62 | 1258.25 | 985.8 | 20 | yes | 8123.9095 | 9797.3047
2025-09-26 | Friday | aFRR+ | 8.72 | 80% | 1673.3952 | 16 | 174.95 | 332.58 | 874.8 | 20 | yes | 3828.6466 | 5502.0418
2025-09-27 | Saturday | aFRR+ | 8.72 | 80% | 1673.3952 | 46 | 238.25 | 1347.45 | 331.19 | 20 | yes | 10332.4538 | 12005.849
2025-09-28 | Sunday | aFRR+ | 8.72 | 80% | 1673.3952 | 42 | 202.21 | 1077.57 | 219.9 | 16.91 | no | 6235.2732 | 7908.6684
2025-09-29 | Monday | aFRR+ | 8.72 | 80% | 1673.3952 | 37 | 289.16 | 1364.57 | 668.69 | 20 | yes | 12793.3206 | 14466.7158
2025-09-30 | Tuesday | aFRR+ | 8.72 | 80% | 1673.3952 | 34 | 236.29 | 1339.87 | 970 | 20 | yes | 7498.8028 | 9172.198
2025-10-01 | Wednesday | aFRR+ | 8.72 | 80% | 1673.3952 | 62 | 135.39 | 231.12 | 107.41 | 8.59 | no | 1445.9399 | 3119.3351
2025-10-02 | Thursday | aFRR+ | 8.72 | 80% | 1673.3952 | 27 | 228.26 | 1068.97 | 935.33 | 20 | yes | 6991.4685 | 8664.8637
2025-10-03 | Friday | aFRR+ | 8.72 | 80% | 1673.3952 | 40 | 205.63 | 1153.17 | 628.05 | 20 | yes | 6473.2317 | 8146.6269
2025-10-04 | Saturday | aFRR+ | 8.72 | 80% | 1673.3952 | 10 | 252.1 | 547.82 | 2963.32 | 20 | yes | 5041.9728 | 6715.368
2025-10-05 | Sunday | aFRR+ | 8.72 | 80% | 1673.3952 | 37 | 119.25 | 171.57 | 488.43 | 20 | yes | 2684.439 | 4357.8342
2025-10-06 | Monday | aFRR+ | 8.72 | 80% | 1673.3952 | 25 | 383.18 | 1400 | 5951.57 | 20 | yes | 15211.5636 | 16884.9588
2025-10-07 | Tuesday | aFRR+ | 8.72 | 80% | 1673.3952 | 11 | 1040.71 | 1359.71 | 2571.86 | 20 | yes | 22129.2992 | 23802.6944
2025-10-08 | Wednesday | aFRR+ | 8.72 | 80% | 1673.3952 | 12 | 588.36 | 1380.8 | 6565.86 | 20 | yes | 13473.953 | 15147.3482
2025-10-09 | Thursday | aFRR+ | 8.72 | 80% | 1673.3952 | 22 | 228.02 | 923.74 | 1106.66 | 20 | yes | 6185.2705 | 7858.6657
2025-10-10 | Friday | aFRR+ | 8.72 | 80% | 1673.3952 | 50 | 160.49 | 521.35 | 1205.26 | 20 | yes | 4243.0955 | 5916.4907
2025-10-11 | Saturday | aFRR+ | 8.72 | 80% | 1673.3952 | 24 | 174.6 | 518.43 | 1409.28 | 20 | yes | 3841.9481 | 5515.3433
2025-10-12 | Sunday | aFRR+ | 8.72 | 80% | 1673.3952 | 41 | 247.57 | 1400.2 | 1031.64 | 20 | yes | 12040.6229 | 13714.0181
2025-10-13 | Monday | aFRR+ | 8.72 | 80% | 1673.3952 | 32 | 164.6 | 277.13 | 903.07 | 20 | yes | 3667.8623 | 5341.2575
2025-10-14 | Tuesday | aFRR+ | 8.72 | 80% | 1673.3952 | 36 | 189.76 | 391.7 | 394.57 | 20 | yes | 6133.7048 | 7807.1
2025-10-15 | Wednesday | aFRR+ | 8.72 | 80% | 1673.3952 | 29 | 205 | 420.68 | 1472.43 | 20 | yes | 5934.5762 | 7607.9714
2025-10-16 | Thursday | aFRR+ | 8.72 | 80% | 1673.3952 | 30 | 180.52 | 434.39 | 3174.88 | 20 | yes | 4215.4429 | 5888.8381
2025-10-17 | Friday | aFRR+ | 8.72 | 80% | 1673.3952 | 30 | 185.26 | 401.48 | 1948.91 | 20 | yes | 4658.9937 | 6332.3889
2025-10-18 | Saturday | aFRR+ | 8.72 | 80% | 1673.3952 | 37 | 263.95 | 1400.2 | 2801.56 | 20 | yes | 11042.9384 | 12716.3336
2025-10-19 | Sunday | aFRR- | 6.59 | 80% | 1265.1904 | 37 | 70.71 | 135.08 | 2287.41 | 20 | yes | 1231.9084 | 2497.0988
2025-10-20 | Monday | aFRR+ | 8.72 | 80% | 1673.3952 | 22 | 374.31 | 1120.32 | 1155.07 | 20 | yes | 12402.1975 | 14075.5927
2025-10-21 | Tuesday | aFRR+ | 8.72 | 80% | 1673.3952 | 50 | 221.4 | 1045.92 | 301.59 | 20 | yes | 9214.3349 | 10887.7301
2025-10-22 | Wednesday | aFRR+ | 8.72 | 80% | 1673.3952 | 48 | 180.17 | 629.52 | 364.11 | 20 | yes | 6262.7796 | 7936.1748
2025-10-23 | Thursday | aFRR+ | 8.72 | 80% | 1673.3952 | 23 | 321.65 | 1210.72 | 2997.08 | 20 | yes | 9222.0629 | 10895.4581
2025-10-24 | Friday | aFRR+ | 8.72 | 80% | 1673.3952 | 21 | 142.03 | 173.54 | 1547.16 | 20 | yes | 2921.7455 | 4595.1407
2025-10-25 | Saturday | aFRR+ | 8.72 | 80% | 1673.3952 | 48 | 163.78 | 877.38 | 327.32 | 20 | yes | 5428.0764 | 7101.4716
2025-10-26 | Sunday | aFRR+ | 8.72 | 80% | 1673.3952 | 31 | 143.77 | 290.68 | 3707.97 | 20 | yes | 3683.5107 | 5356.9059
2025-10-27 | Monday | aFRR+ | 8.72 | 80% | 1673.3952 | 38 | 236.63 | 1277.86 | 1801.53 | 20 | yes | 9115.5875 | 10788.9827
2025-10-28 | Tuesday | aFRR+ | 8.72 | 80% | 1673.3952 | 31 | 192.35 | 963.84 | 1569.14 | 20 | yes | 5667.2578 | 7340.653
2025-10-29 | Wednesday | aFRR+ | 8.72 | 80% | 1673.3952 | 72 | 172.14 | 1101.28 | 238.76 | 18 | no | 6356.2957 | 8029.6909
2025-10-30 | Thursday | aFRR+ | 8.72 | 80% | 1673.3952 | 44 | 242.47 | 1286.46 | 364.45 | 20 | yes | 11730.5556 | 13403.9508
2025-10-31 | Friday | aFRR+ | 8.72 | 80% | 1673.3952 | 52 | 201.51 | 1248.5 | 1599.67 | 20 | yes | 8644.0162 | 10317.4114
2025-11-01 | Saturday | aFRR+ | 8.72 | 80% | 1673.3952 | 56 | 154.5 | 401.95 | 164.44 | 13.04 | no | 3070.9556 | 4744.3508
2025-11-02 | Sunday | aFRR+ | 8.72 | 80% | 1673.3952 | 47 | 191.53 | 1376.98 | 323.64 | 20 | yes | 7345.4682 | 9018.8634
2025-11-03 | Monday | aFRR+ | 8.72 | 80% | 1673.3952 | 57 | 191.26 | 1197.11 | 244.66 | 17.89 | no | 7989.9892 | 9663.3844
2025-11-04 | Tuesday | aFRR+ | 8.72 | 80% | 1673.3952 | 42 | 150.29 | 180.64 | 543.11 | 20 | yes | 3251.3149 | 4924.7101
2025-11-05 | Wednesday | aFRR+ | 8.72 | 80% | 1673.3952 | 21 | 185.99 | 476.27 | 1119.5 | 20 | yes | 4201.4683 | 5874.8635
2025-11-06 | Thursday | aFRR+ | 8.72 | 80% | 1673.3952 | 49 | 208.3 | 1399.93 | 328.77 | 20 | yes | 8874.7792 | 10548.1744
2025-11-07 | Friday | aFRR+ | 8.72 | 80% | 1673.3952 | 17 | 474.23 | 1346.91 | 2677.09 | 20 | yes | 14210.6313 | 15884.0265
2025-11-08 | Saturday | aFRR+ | 8.72 | 80% | 1673.3952 | 37 | 256.08 | 1375.88 | 479.51 | 20 | yes | 10112.7154 | 11786.1106
2025-11-09 | Sunday | aFRR+ | 8.72 | 80% | 1673.3952 | 31 | 161.25 | 303.13 | 1226.5 | 20 | yes | 3918.2783 | 5591.6735
2025-11-10 | Monday | aFRR+ | 8.72 | 80% | 1673.3952 | 37 | 215.74 | 968.66 | 1551.25 | 20 | yes | 7739.3311 | 9412.7263
2025-11-11 | Tuesday | aFRR+ | 8.72 | 80% | 1673.3952 | 45 | 210.91 | 1163.14 | 1977.35 | 20 | yes | 8198.7303 | 9872.1255
2025-11-12 | Wednesday | aFRR+ | 8.72 | 80% | 1673.3952 | 42 | 191.46 | 1021.94 | 791.9 | 20 | yes | 6336.3562 | 8009.7514
2025-11-13 | Thursday | aFRR+ | 8.72 | 80% | 1673.3952 | 42 | 220.79 | 1183.9 | 1080.12 | 20 | yes | 8463.4025 | 10136.7977
2025-11-14 | Friday | aFRR+ | 8.72 | 80% | 1673.3952 | 33 | 215.92 | 821.13 | 2088.33 | 20 | yes | 6114.5933 | 7787.9885
2025-11-15 | Saturday | aFRR+ | 8.72 | 80% | 1673.3952 | 40 | 184.91 | 685.58 | 2675.57 | 20 | yes | 4557.5894 | 6230.9846
2025-11-16 | Sunday | aFRR+ | 8.72 | 80% | 1673.3952 | 38 | 169.23 | 237.97 | 2213.86 | 20 | yes | 3978.7227 | 5652.1179
2025-11-17 | Monday | aFRR+ | 8.72 | 80% | 1673.3952 | 32 | 220.22 | 852.72 | 1193.77 | 20 | yes | 6467.7322 | 8141.1274
2025-11-18 | Tuesday | aFRR+ | 8.72 | 80% | 1673.3952 | 25 | 254.88 | 1003.47 | 2075.35 | 20 | yes | 7935.4653 | 9608.8605
2025-11-19 | Wednesday | aFRR+ | 8.72 | 80% | 1673.3952 | 22 | 379 | 1400.15 | 2152.05 | 20 | yes | 10652.6999 | 12326.0951
2025-11-20 | Thursday | aFRR+ | 8.72 | 80% | 1673.3952 | 42 | 161.22 | 246.02 | 1221.37 | 20 | yes | 4309.4216 | 5982.8168
2025-11-21 | Friday | aFRR+ | 8.72 | 80% | 1673.3952 | 17 | 172.1 | 228.62 | 801.38 | 20 | yes | 3659.9408 | 5333.336
2025-11-22 | Saturday | aFRR+ | 8.72 | 80% | 1673.3952 | 29 | 399.26 | 1400.17 | 1713.24 | 20 | yes | 16958.0658 | 18631.461
2025-11-23 | Sunday | aFRR+ | 8.72 | 80% | 1673.3952 | 21 | 453.01 | 1334.68 | 3303.44 | 20 | yes | 15224.687 | 16898.0822
2025-11-24 | Monday | aFRR+ | 8.72 | 80% | 1673.3952 | 37 | 162.33 | 634.01 | 430.34 | 20 | yes | 3913.7319 | 5587.1271
2025-11-25 | Tuesday | aFRR+ | 8.72 | 80% | 1673.3952 | 64 | 185.8 | 830.85 | 235.66 | 17.71 | no | 6468.0819 | 8141.4771
2025-11-26 | Wednesday | aFRR+ | 8.72 | 80% | 1673.3952 | 16 | 281.44 | 947.94 | 1554.29 | 20 | yes | 7216.0673 | 8889.4625
2025-11-27 | Thursday | aFRR+ | 8.72 | 80% | 1673.3952 | 15 | 212.26 | 469.61 | 1969.34 | 20 | yes | 4564.5746 | 6237.9698
2025-11-28 | Friday | aFRR+ | 8.72 | 80% | 1673.3952 | 37 | 253.43 | 1180.62 | 1171.75 | 20 | yes | 8885.0916 | 10558.4868
2025-11-29 | Saturday | aFRR+ | 8.72 | 80% | 1673.3952 | 32 | 234.15 | 904.3 | 808.67 | 20 | yes | 6744.9387 | 8418.3339
2025-11-30 | Sunday | aFRR+ | 8.72 | 80% | 1673.3952 | 11 | 423.73 | 1194.94 | 2351.7 | 20 | yes | 8998.8431 | 10672.2383
2025-12-01 | Monday | aFRR+ | 8.72 | 80% | 1673.3952 | 34 | 172.34 | 453.73 | 978.56 | 20 | yes | 4738.5105 | 6411.9057
2025-12-02 | Tuesday | aFRR- | 6.59 | 80% | 1265.1904 | 14 | 414.42 | 982.76 | 849.51 | 20 | yes | 10866.2736 | 12131.464
2025-12-03 | Wednesday | aFRR+ | 8.72 | 80% | 1673.3952 | 65 | 186.86 | 846.53 | 219.83 | 15.39 | no | 6269.0284 | 7942.4236
2025-12-04 | Thursday | aFRR- | 6.59 | 80% | 1265.1904 | 23 | 90.41 | 508.27 | 2407.78 | 20 | yes | 2805.2998 | 4070.4902
2025-12-05 | Friday | aFRR+ | 8.72 | 80% | 1673.3952 | 39 | 196.36 | 790.01 | 394.42 | 20 | yes | 5579.1413 | 7252.5365
2025-12-06 | Saturday | aFRR+ | 8.72 | 80% | 1673.3952 | 38 | 210.06 | 1142.27 | 129.13 | 9.68 | no | 4737.9748 | 6411.37
2025-12-07 | Sunday | aFRR+ | 8.72 | 80% | 1673.3952 | 57 | 173.06 | 870.04 | 234.24 | 18.15 | no | 4920.0253 | 6593.4205
2025-12-08 | Monday | aFRR+ | 8.72 | 80% | 1673.3952 | 35 | 218.01 | 1037.86 | 2353.56 | 20 | yes | 6032.6023 | 7705.9975
2025-12-09 | Tuesday | aFRR+ | 8.72 | 80% | 1673.3952 | 40 | 167.95 | 318.05 | 484.57 | 20 | yes | 4386.3726 | 6059.7678
2025-12-10 | Wednesday | aFRR+ | 8.72 | 80% | 1673.3952 | 31 | 253.45 | 1118.94 | 519.44 | 20 | yes | 8040.3069 | 9713.7021
2025-12-11 | Thursday | aFRR+ | 8.72 | 80% | 1673.3952 | 62 | 154.29 | 522.25 | 149.73 | 11.63 | no | 2556.2457 | 4229.6409
2025-12-12 | Friday | aFRR+ | 8.72 | 80% | 1673.3952 | 35 | 187.39 | 734.47 | 647.17 | 20 | yes | 5359.3847 | 7032.7799
2025-12-13 | Saturday | aFRR+ | 8.72 | 80% | 1673.3952 | 62 | 163.14 | 608.74 | 330.64 | 20 | yes | 4116.8941 | 5790.2893
2025-12-14 | Sunday | aFRR+ | 8.72 | 80% | 1673.3952 | 25 | 280.83 | 1032.15 | 1113.07 | 20 | yes | 8683.8318 | 10357.227
2025-12-15 | Monday | aFRR+ | 8.72 | 80% | 1673.3952 | 28 | 280.6 | 1170.19 | 1912.9 | 20 | yes | 10700.068 | 12373.4632
2025-12-16 | Tuesday | aFRR+ | 8.72 | 80% | 1673.3952 | 29 | 364.05 | 1258.67 | 1553.78 | 20 | yes | 13241.8772 | 14915.2724
2025-12-17 | Wednesday | aFRR+ | 8.72 | 80% | 1673.3952 | 36 | 189.82 | 560.27 | 2128.38 | 20 | yes | 4975.8705 | 6649.2657
2025-12-18 | Thursday | aFRR+ | 8.72 | 80% | 1673.3952 | 19 | 219.4 | 785.74 | 465.1 | 20 | yes | 5619.8653 | 7293.2605
2025-12-19 | Friday | aFRR+ | 8.72 | 80% | 1673.3952 | 27 | 151.34 | 486.24 | 65.25 | 5.22 | no | 1311.1445 | 2984.5397
2025-12-20 | Saturday | aFRR+ | 8.72 | 80% | 1673.3952 | 22 | 425.27 | 1392.24 | 1404.54 | 20 | yes | 13879.8582 | 15553.2534
2025-12-21 | Sunday | aFRR+ | 8.72 | 80% | 1673.3952 | 57 | 177.98 | 667.82 | 572.92 | 20 | yes | 4480.9585 | 6154.3537
2025-12-22 | Monday | aFRR+ | 8.72 | 80% | 1673.3952 | 16 | 618.44 | 1400.2 | 2162.83 | 20 | yes | 17874.5637 | 19547.9589
2025-12-23 | Tuesday | aFRR+ | 8.72 | 80% | 1673.3952 | 39 | 267.88 | 1516.12 | 3896.02 | 20 | yes | 10809.2073 | 12482.6025
2025-12-24 | Wednesday | aFRR+ | 8.72 | 80% | 1673.3952 | 24 | 293.39 | 1400 | 1265.57 | 20 | yes | 9958.4112 | 11631.8064
2025-12-25 | Thursday | aFRR+ | 8.72 | 80% | 1673.3952 | 27 | 148.84 | 477.84 | 2397.27 | 20 | yes | 3350.7734 | 5024.1686
2025-12-26 | Friday | aFRR+ | 8.72 | 80% | 1673.3952 | 21 | 274.39 | 1381.15 | 2766 | 20 | yes | 8447.3084 | 10120.7036
2025-12-27 | Saturday | aFRR+ | 8.72 | 80% | 1673.3952 | 45 | 199.7 | 1025.48 | 325.69 | 20 | yes | 7152.4656 | 8825.8608
2025-12-28 | Sunday | aFRR+ | 8.72 | 80% | 1673.3952 | 39 | 260.97 | 1400 | 1231.5 | 20 | yes | 11234.7256 | 12908.1208
2025-12-29 | Monday | aFRR+ | 8.72 | 80% | 1673.3952 | 35 | 200.41 | 1081.42 | 1366.07 | 20 | yes | 5905.7284 | 7579.1236
2025-12-30 | Tuesday | aFRR+ | 8.72 | 80% | 1673.3952 | 24 | 196.37 | 883.71 | 3352.58 | 20 | yes | 5385.5753 | 7058.9705
2025-12-31 | Wednesday | aFRR+ | 8.72 | 80% | 1673.3952 | 18 | 159.07 | 204.01 | 2041.36 | 20 | yes | 3422.6188 | 5096.014
2026-01-01 | Thursday | aFRR+ | 8.72 | 80% | 1673.3952 | 11 | 178.47 | 184.73 | 1515.92 | 20 | yes | 3568.1572 | 5241.5524
2026-01-02 | Friday | aFRR+ | 8.72 | 80% | 1673.3952 | 21 | 307.51 | 1392.19 | 2236.76 | 20 | yes | 8719.5203 | 10392.9155
2026-01-03 | Saturday | aFRR+ | 8.72 | 80% | 1673.3952 | 15 | 185.12 | 334.5 | 2006.12 | 20 | yes | 4079.8362 | 5753.2314
2026-01-04 | Sunday | aFRR+ | 8.72 | 80% | 1673.3952 | 39 | 193.34 | 1205.64 | 1237.39 | 20 | yes | 5072.0687 | 6745.4639
2026-01-05 | Monday | aFRR+ | 8.72 | 80% | 1673.3952 | 35 | 248.12 | 1400.15 | 3972.85 | 20 | yes | 10167.8601 | 11841.2553
2026-01-06 | Tuesday | aFRR+ | 8.72 | 80% | 1673.3952 | 44 | 203.2 | 933.68 | 2357.47 | 20 | yes | 7002.551 | 8675.9462
2026-01-07 | Wednesday | aFRR+ | 8.72 | 80% | 1673.3952 | 11 | 243.35 | 891.15 | 1132.71 | 20 | yes | 4821.1636 | 6494.5588
2026-01-08 | Thursday | aFRR+ | 8.72 | 80% | 1673.3952 | 32 | 325.65 | 1400.18 | 11483.78 | 20 | yes | 12835.1563 | 14508.5515
2026-01-09 | Friday | aFRR+ | 8.72 | 80% | 1673.3952 | 10 | 241.62 | 490.66 | 1265.34 | 20 | yes | 4832.4992 | 6505.8944
2026-01-10 | Saturday | aFRR+ | 8.72 | 80% | 1673.3952 | 29 | 164.05 | 218.51 | 1076.75 | 20 | yes | 3911.6504 | 5585.0456
2026-01-11 | Sunday | aFRR+ | 8.72 | 80% | 1673.3952 | 35 | 186.19 | 789.82 | 3165.8 | 20 | yes | 5415.5584 | 7088.9536
2026-01-12 | Monday | aFRR+ | 8.72 | 80% | 1673.3952 | 40 | 216.27 | 1105.68 | 1684.6 | 20 | yes | 8172.995 | 9846.3902
2026-01-13 | Tuesday | aFRR+ | 8.72 | 80% | 1673.3952 | 27 | 169.52 | 204.04 | 1894.88 | 20 | yes | 3721.9387 | 5395.3339
2026-01-14 | Wednesday | aFRR+ | 8.72 | 80% | 1673.3952 | 15 | 190.95 | 212.18 | 1707.34 | 20 | yes | 4125.75 | 5799.1452
2026-01-15 | Thursday | aFRR+ | 8.72 | 80% | 1673.3952 | 52 | 184.79 | 418.84 | 484.81 | 20 | yes | 5582.9408 | 7256.336
2026-01-16 | Friday | aFRR+ | 8.72 | 80% | 1673.3952 | 27 | 279.47 | 1341.06 | 1191.57 | 20 | yes | 9785.07 | 11458.4652
2026-01-17 | Saturday | aFRR+ | 8.72 | 80% | 1673.3952 | 12 | 632.85 | 1833.11 | 3606.3 | 20 | yes | 14526.6795 | 16200.0747
2026-01-18 | Sunday | aFRR- | 6.59 | 80% | 1265.1904 | 52 | 164.52 | 1002.93 | 294.03 | 20 | yes | 9301.9842 | 10567.1746
2026-01-19 | Monday | aFRR+ | 8.72 | 80% | 1673.3952 | 34 | 203.12 | 922.78 | 2453.01 | 20 | yes | 5547.9675 | 7221.3627
2026-01-20 | Tuesday | aFRR+ | 8.72 | 80% | 1673.3952 | 18 | 262.82 | 655.9 | 3208.89 | 20 | yes | 6575.6799 | 8249.0751
2026-01-21 | Wednesday | aFRR+ | 8.72 | 80% | 1673.3952 | 18 | 188.13 | 214.37 | 9168.94 | 20 | yes | 4096.1312 | 5769.5264
2026-01-22 | Thursday | aFRR+ | 8.72 | 80% | 1673.3952 | 32 | 302.35 | 1458.42 | 1604.33 | 20 | yes | 9480.7054 | 11154.1006
2026-01-23 | Friday | aFRR+ | 8.72 | 80% | 1673.3952 | 61 | 227.1 | 549.61 | 436.4 | 20 | yes | 7245.2569 | 8918.6521
2026-01-24 | Saturday | aFRR+ | 8.72 | 80% | 1673.3952 | 15 | 242.21 | 434.65 | 2657.19 | 20 | yes | 5317.5838 | 6990.979
2026-01-25 | Sunday | aFRR+ | 8.72 | 80% | 1673.3952 | 23 | 308.76 | 755.25 | 2579.16 | 20 | yes | 8513.9927 | 10187.3879
2026-01-26 | Monday | aFRR- | 6.59 | 80% | 1265.1904 | 39 | 112.93 | 1116.48 | 690 | 20 | yes | 4675.9588 | 5941.1492
2026-01-27 | Tuesday | aFRR+ | 8.72 | 80% | 1673.3952 | 66 | 277.35 | 1973.13 | 324.16 | 20 | yes | 12396.6076 | 14070.0028
2026-01-28 | Wednesday | aFRR+ | 8.72 | 80% | 1673.3952 | 58 | 206.41 | 864.27 | 347.23 | 20 | yes | 6557.0454 | 8230.4406
2026-01-29 | Thursday | aFRR+ | 8.72 | 80% | 1673.3952 | 16 | 269.34 | 1020.9 | 1905.55 | 20 | yes | 6155.6513 | 7829.0465
2026-01-30 | Friday | aFRR+ | 8.72 | 80% | 1673.3952 | 32 | 203.34 | 535.44 | 659.38 | 20 | yes | 5578.3782 | 7251.7734
2026-01-31 | Saturday | aFRR+ | 8.72 | 80% | 1673.3952 | 23 | 224.95 | 725.19 | 4334.05 | 20 | yes | 5654.3722 | 7327.7674
2026-02-01 | Sunday | aFRR+ | 8.72 | 80% | 1673.3952 | 13 | 241.44 | 784.49 | 1963.3 | 20 | yes | 5070.6337 | 6744.0289
2026-02-02 | Monday | aFRR+ | 8.72 | 80% | 1673.3952 | 36 | 235.08 | 760.69 | 840.81 | 20 | yes | 7175.8091 | 8849.2043
2026-02-03 | Tuesday | aFRR+ | 8.72 | 80% | 1673.3952 | 29 | 211.44 | 601.23 | 1377.52 | 20 | yes | 5321.1825 | 6994.5777
2026-02-04 | Wednesday | aFRR+ | 8.72 | 80% | 1673.3952 | 23 | 179.26 | 240.16 | 578.45 | 20 | yes | 4108.4943 | 5781.8895
2026-02-05 | Thursday | aFRR+ | 8.72 | 80% | 1673.3952 | 21 | 211.04 | 399.64 | 1222.91 | 20 | yes | 4912.3267 | 6585.7219
2026-02-06 | Friday | aFRR+ | 8.72 | 80% | 1673.3952 | 50 | 195.85 | 627.69 | 487.72 | 20 | yes | 5686.3087 | 7359.7039
2026-02-07 | Saturday | aFRR+ | 8.72 | 80% | 1673.3952 | 52 | 183.75 | 716.76 | 868.16 | 20 | yes | 5474.0428 | 7147.438
2026-02-08 | Sunday | aFRR+ | 8.72 | 80% | 1673.3952 | 30 | 151.29 | 190.08 | 784.91 | 20 | yes | 2850.6767 | 4524.0719
2026-02-09 | Monday | aFRR+ | 8.72 | 80% | 1673.3952 | 24 | 272.49 | 907.59 | 3060.74 | 20 | yes | 7744.7503 | 9418.1455
2026-02-10 | Tuesday | aFRR+ | 8.72 | 80% | 1673.3952 | 12 | 216.4 | 432.36 | 2941.05 | 20 | yes | 4499.6643 | 6173.0595
2026-02-11 | Wednesday | aFRR- | 6.59 | 80% | 1265.1904 | 49 | 108.11 | 1083.59 | 1792.55 | 20 | yes | 5044.4581 | 6309.6485
2026-02-12 | Thursday | aFRR+ | 8.72 | 80% | 1673.3952 | 37 | 200.2 | 681.37 | 341.42 | 20 | yes | 7256.3179 | 8929.7131
2026-02-13 | Friday | aFRR+ | 8.72 | 80% | 1673.3952 | 71 | 143.6 | 459.52 | 190.62 | 15.25 | no | 2794.267 | 4467.6622
2026-02-14 | Saturday | aFRR+ | 8.72 | 80% | 1673.3952 | 51 | 173.17 | 1100.26 | 388.38 | 20 | yes | 7215.7399 | 8889.1351
2026-02-15 | Sunday | aFRR+ | 8.72 | 80% | 1673.3952 | 17 | 113.76 | 200.7 | 5488.81 | 20 | yes | 2284.425 | 3957.8202
2026-02-16 | Monday | aFRR- | 6.59 | 80% | 1265.1904 | 10 | 344.19 | 1399.8 | 2149.2 | 20 | yes | 6883.8632 | 8149.0536
2026-02-17 | Tuesday | aFRR+ | 8.72 | 80% | 1673.3952 | 12 | 207.6 | 394.48 | 2390.02 | 20 | yes | 4301.4208 | 5974.816
2026-02-18 | Wednesday | aFRR+ | 8.72 | 80% | 1673.3952 | 10 | 129.35 | 198.54 | 2302.81 | 20 | yes | 2587.0132 | 4260.4084
2026-02-19 | Thursday | aFRR+ | 8.72 | 80% | 1673.3952 | 25 | 165.58 | 274.33 | 418.63 | 20 | yes | 3796.2638 | 5469.659
2026-02-20 | Friday | aFRR+ | 8.72 | 80% | 1673.3952 | 21 | 240.12 | 889.28 | 529.37 | 20 | yes | 6981.9551 | 8655.3503
2026-02-21 | Saturday | aFRR+ | 8.72 | 80% | 1673.3952 | 23 | 183.17 | 738.34 | 2743.14 | 20 | yes | 5314.6952 | 6988.0904
2026-02-22 | Sunday | aFRR+ | 8.72 | 80% | 1673.3952 | 15 | 165.63 | 365.02 | 999.39 | 20 | yes | 3718.2378 | 5391.633
2026-02-23 | Monday | aFRR+ | 8.72 | 80% | 1673.3952 | 56 | 107.23 | 194.27 | 129.8 | 10.38 | no | 1446.5196 | 3119.9148
2026-02-24 | Tuesday | aFRR+ | 8.72 | 80% | 1673.3952 | 26 | 143.57 | 206.33 | 1002.6 | 20 | yes | 3062.1522 | 4735.5474
2026-02-25 | Wednesday | aFRR+ | 8.72 | 80% | 1673.3952 | 38 | 130.45 | 298.79 | 422.56 | 20 | yes | 2717.1108 | 4390.506
2026-02-26 | Thursday | aFRR+ | 8.72 | 80% | 1673.3952 | 21 | 145.48 | 167.7 | 681.57 | 20 | yes | 3271.4459 | 4944.8411
2026-02-27 | Friday | aFRR+ | 8.72 | 80% | 1673.3952 | 26 | 159.68 | 328.06 | 692.2 | 20 | yes | 3723.4658 | 5396.861
2026-02-28 | Saturday | aFRR- | 6.59 | 80% | 1265.1904 | 47 | 226.22 | 1179.93 | 332.84 | 20 | yes | 13210.2368 | 14475.4272
2026-03-01 | Sunday | aFRR- | 6.59 | 80% | 1265.1904 | 60 | 159.25 | 1319.7 | 296.81 | 19.48 | no | 11372.3518 | 12637.5422
2026-03-02 | Monday | aFRR- | 6.59 | 80% | 1265.1904 | 42 | 160.41 | 1231.56 | 734.83 | 20 | yes | 8622.7789 | 9887.9693
2026-03-03 | Tuesday | aFRR+ | 8.72 | 80% | 1673.3952 | 52 | 153.24 | 317.18 | 176.72 | 13.67 | no | 3193.887 | 4867.2822
2026-03-04 | Wednesday | aFRR- | 6.59 | 80% | 1265.1904 | 34 | 77.74 | 625.15 | 3855.82 | 20 | yes | 2809.3458 | 4074.5362
2026-03-05 | Thursday | aFRR+ | 8.72 | 80% | 1673.3952 | 47 | 161.02 | 453.13 | 211.65 | 15.31 | no | 3426.8083 | 5100.2035
2026-03-06 | Friday | aFRR+ | 8.72 | 80% | 1673.3952 | 44 | 208.39 | 1423.02 | 1332.24 | 20 | yes | 7324.0969 | 8997.4921
2026-03-07 | Saturday | aFRR+ | 8.72 | 80% | 1673.3952 | 29 | 208.54 | 306.8 | 349.16 | 20 | yes | 4854.244 | 6527.6392
2026-03-08 | Sunday | aFRR+ | 8.72 | 80% | 1673.3952 | 36 | 200.81 | 558.13 | 334.92 | 20 | yes | 7140.799 | 8814.1942
2026-03-09 | Monday | aFRR- | 6.59 | 80% | 1265.1904 | 33 | 145.22 | 1258.92 | 6203.28 | 20 | yes | 7090.568 | 8355.7584
2026-03-10 | Tuesday | aFRR+ | 8.72 | 80% | 1673.3952 | 25 | 203.1 | 378.97 | 797.31 | 20 | yes | 4676.8699 | 6350.2651
2026-03-11 | Wednesday | aFRR+ | 8.72 | 80% | 1673.3952 | 22 | 192.01 | 311.57 | 813.09 | 20 | yes | 4373.1261 | 6046.5213
2026-03-12 | Thursday | aFRR+ | 8.72 | 80% | 1673.3952 | 34 | 189.77 | 580.7 | 1032.55 | 20 | yes | 4806.3085 | 6479.7037
2026-03-13 | Friday | aFRR+ | 8.72 | 80% | 1673.3952 | 51 | 151.62 | 244.18 | 303.92 | 20 | yes | 3975.4794 | 5648.8746
2026-03-14 | Saturday | aFRR+ | 8.72 | 80% | 1673.3952 | 39 | 203.29 | 1101.47 | 2475.31 | 20 | yes | 6359.74 | 8033.1352
2026-03-15 | Sunday | aFRR+ | 8.72 | 80% | 1673.3952 | 13 | 266.27 | 431.56 | 891.31 | 20 | yes | 5606.8538 | 7280.249
2026-03-16 | Monday | aFRR- | 6.59 | 80% | 1265.1904 | 16 | 129.74 | 546.4 | 1922.54 | 20 | yes | 3579.1285 | 4844.3189
2026-03-17 | Tuesday | aFRR+ | 8.72 | 80% | 1673.3952 | 45 | 197.34 | 736.59 | 590.05 | 20 | yes | 7283.6689 | 8957.0641
2026-03-18 | Wednesday | aFRR+ | 8.72 | 80% | 1673.3952 | 37 | 256.74 | 1210.07 | 979.64 | 20 | yes | 10459.9669 | 12133.3621
2026-03-19 | Thursday | aFRR+ | 8.72 | 80% | 1673.3952 | 13 | 226.81 | 458.59 | 6868.62 | 20 | yes | 4594.0054 | 6267.4006
2026-03-20 | Friday | aFRR- | 6.59 | 80% | 1265.1904 | 20 | 156.92 | 593.38 | 1406.54 | 20 | yes | 5192.5869 | 6457.7773
2026-03-21 | Saturday | aFRR+ | 8.72 | 80% | 1673.3952 | 61 | 205.35 | 1316.07 | 474.35 | 20 | yes | 9558.3418 | 11231.737
2026-03-22 | Sunday | aFRR+ | 8.72 | 80% | 1673.3952 | 65 | 141.13 | 207.41 | 296.53 | 16.54 | no | 3051.8809 | 4725.2761
2026-03-23 | Monday | aFRR+ | 8.72 | 80% | 1673.3952 | 59 | 216.12 | 1399.8 | 1092.3 | 20 | yes | 9591.702 | 11265.0972
2026-03-24 | Tuesday | aFRR+ | 8.72 | 80% | 1673.3952 | 56 | 203.32 | 1377.48 | 1719.29 | 20 | yes | 9279.6416 | 10953.0368
2026-03-25 | Wednesday | aFRR+ | 8.72 | 80% | 1673.3952 | 24 | 290.47 | 1170.84 | 345.95 | 20 | yes | 9402.5341 | 11075.9293
2026-03-26 | Thursday | aFRR- | 6.59 | 80% | 1265.1904 | 39 | 174.34 | 1452.36 | 1709.08 | 20 | yes | 10310.5586 | 11575.749
2026-03-27 | Friday | aFRR+ | 8.72 | 80% | 1673.3952 | 35 | 174.37 | 274.7 | 1848.83 | 20 | yes | 4011.3074 | 5684.7026
2026-03-28 | Saturday | aFRR+ | 8.72 | 80% | 1673.3952 | 29 | 208.97 | 1312.87 | 2448.6 | 20 | yes | 6401.1735 | 8074.5687
2026-03-29 | Sunday | aFRR+ | 8.72 | 80% | 1673.3952 | 51 | 146.47 | 242 | 356.69 | 20 | yes | 3570.6457 | 5244.0409
2026-03-30 | Monday | aFRR+ | 8.72 | 80% | 1673.3952 | 17 | 182.09 | 426.83 | 1155.88 | 20 | yes | 4248.513 | 5921.9082
2026-03-31 | Tuesday | aFRR+ | 8.72 | 80% | 1673.3952 | 35 | 246.38 | 1244.61 | 575.51 | 20 | yes | 8603.2638 | 10276.659
2026-04-01 | Wednesday | aFRR+ | 8.72 | 80% | 1673.3952 | 51 | 178.99 | 594.37 | 267.44 | 19.09 | no | 5601.3936 | 7274.7888
2026-04-02 | Thursday | aFRR+ | 8.72 | 80% | 1673.3952 | 23 | 481.07 | 1399.8 | 3242.83 | 20 | yes | 17462.6113 | 19136.0065
2026-04-03 | Friday | aFRR+ | 8.72 | 80% | 1673.3952 | 65 | 166.81 | 260.01 | 143.59 | 11.47 | no | 2259.4439 | 3932.8391
2026-04-04 | Saturday | aFRR+ | 8.72 | 80% | 1673.3952 | 62 | 155.98 | 923.84 | 214.44 | 17.15 | no | 5027.3384 | 6700.7336
2026-04-05 | Sunday | aFRR- | 6.59 | 80% | 1265.1904 | 34 | 92.05 | 816.05 | 5459.5 | 20 | yes | 3260.8351 | 4526.0255
2026-04-06 | Monday | aFRR+ | 8.72 | 80% | 1673.3952 | 44 | 245.75 | 1302.76 | 535.47 | 20 | yes | 11806.5628 | 13479.958
2026-04-07 | Tuesday | aFRR+ | 8.72 | 80% | 1673.3952 | 38 | 193.62 | 1009.63 | 788.08 | 20 | yes | 6957.7772 | 8631.1724
2026-04-08 | Wednesday | aFRR+ | 8.72 | 80% | 1673.3952 | 42 | 254.53 | 1399.8 | 1497.71 | 20 | yes | 11045.0669 | 12718.4621
2026-04-09 | Thursday | aFRR+ | 8.72 | 80% | 1673.3952 | 20 | 206.63 | 343.5 | 547.3 | 20 | yes | 4645.864 | 6319.2592
2026-04-10 | Friday | aFRR+ | 8.72 | 80% | 1673.3952 | 56 | 196.29 | 1210.78 | 400.63 | 20 | yes | 7684.3474 | 9357.7426
2026-04-11 | Saturday | aFRR+ | 8.72 | 80% | 1673.3952 | 16 | 200.93 | 227.94 | 2308.58 | 20 | yes | 4285.8667 | 5959.2619
2026-04-12 | Sunday | aFRR- | 6.59 | 80% | 1265.1904 | 46 | 116.73 | 841.53 | 641.47 | 20 | yes | 5402.2509 | 6667.4413
2026-04-13 | Monday | aFRR+ | 8.72 | 80% | 1673.3952 | 39 | 220.09 | 1214.25 | 1470.54 | 20 | yes | 5745.4144 | 7418.8096
2026-04-14 | Tuesday | aFRR- | 6.59 | 80% | 1265.1904 | 44 | 85.25 | 536.64 | 4665.31 | 20 | yes | 3015.3335 | 4280.5239
2026-04-15 | Wednesday | aFRR+ | 8.72 | 80% | 1673.3952 | 40 | 222.88 | 936.57 | 345 | 20 | yes | 6992.8149 | 8666.2101
2026-04-16 | Thursday | aFRR- | 6.59 | 80% | 1265.1904 | 11 | 515.08 | 1175.21 | 3055.97 | 20 | yes | 11131.2182 | 12396.4086
2026-04-17 | Friday | aFRR+ | 8.72 | 80% | 1673.3952 | 60 | 156.08 | 328.13 | 162.97 | 13.04 | no | 2596.5749 | 4269.9701
2026-04-18 | Saturday | aFRR+ | 8.72 | 80% | 1673.3952 | 26 | 299.16 | 1365.58 | 1884.92 | 20 | yes | 9849.2476 | 11522.6428
2026-04-19 | Sunday | aFRR+ | 8.72 | 80% | 1673.3952 | 55 | 132.33 | 208.88 | 114.63 | 9.17 | no | 1624.9373 | 3298.3325
2026-04-20 | Monday | aFRR+ | 8.72 | 80% | 1673.3952 | 44 | 217.67 | 838.52 | 357.32 | 20 | yes | 8181.0835 | 9854.4787
2026-04-21 | Tuesday | aFRR- | 6.59 | 80% | 1265.1904 | 17 | 242.09 | 1333.63 | 1494.55 | 20 | yes | 7365.6026 | 8630.793
2026-04-22 | Wednesday | aFRR+ | 8.72 | 80% | 1673.3952 | 51 | 174.23 | 396.83 | 1439.49 | 20 | yes | 3977.9579 | 5651.3531
2026-04-23 | Thursday | aFRR+ | 8.72 | 80% | 1673.3952 | 50 | 225.86 | 1362.83 | 1224.53 | 20 | yes | 8187.2382 | 9860.6334
2026-04-24 | Friday | aFRR+ | 8.72 | 80% | 1673.3952 | 10 | 208.47 | 217.12 | 1654.76 | 20 | yes | 4169.4472 | 5842.8424
2026-04-25 | Saturday | aFRR+ | 8.72 | 80% | 1673.3952 | 62 | 171.77 | 921.39 | 271.62 | 20 | yes | 6344.0768 | 8017.472
2026-04-26 | Sunday | aFRR+ | 8.72 | 80% | 1673.3952 | 39 | 186.5 | 999.73 | 851.46 | 20 | yes | 5777.6349 | 7451.0301
2026-04-27 | Monday | aFRR+ | 8.72 | 80% | 1673.3952 | 40 | 171.3 | 532.51 | 311.92 | 20 | yes | 5264.9473 | 6938.3425
2026-04-28 | Tuesday | aFRR+ | 8.72 | 80% | 1673.3952 | 54 | 160.47 | 497.37 | 199.56 | 15.28 | no | 4018.3702 | 5691.7654
2026-04-29 | Wednesday | aFRR+ | 8.72 | 80% | 1673.3952 | 51 | 194.09 | 825.85 | 244.85 | 18.65 | no | 6054.9887 | 7728.3839
2026-04-30 | Thursday | aFRR+ | 8.72 | 80% | 1673.3952 | 29 | 251.6 | 1204.71 | 2415.94 | 20 | yes | 6828.5633 | 8501.9585
2026-05-01 | Friday | aFRR+ | 8.72 | 80% | 1673.3952 | 10 | 372.92 | 692.3 | 2131.22 | 20 | yes | 7458.4484 | 9131.8436
TOTAL | 366 days | — |  |  | 597767.2704 | 14328 |  |  | 409382.18 | 6991.03 | 311 days | 2675941.311 | 3273708.5814

## Scenario_B_PICASSO
Date | Weekday | Selected | Recommended bid (€/MW/h) | Acceptance rate | Capacity revenue (€) | Slots activated (#/96) | Avg activation price (€/MWh) | Max activation price (€/MWh) | Market activations (MWh) | Captured energy (MWh) | Battery cap binding | Activation revenue (€) | Daily revenue (€)
2025-05-01 | Thursday | aFRR+ | 6.54 | 80% | 1255.0464 | 13 | 487.19 | 1040.46 | 1445.31 | 20 | yes | 11502.4715 | 12757.5179
2025-05-02 | Friday | aFRR+ | 6.54 | 80% | 1255.0464 | 62 | 148.47 | 983.46 | 304.97 | 20 | yes | 6984.9126 | 8239.959
2025-05-03 | Saturday | aFRR- | 5 | 80% | 960 | 25 | 82.33 | 710.48 | 945.12 | 20 | yes | 2773.3199 | 3733.3199
2025-05-04 | Sunday | aFRR+ | 6.54 | 80% | 1255.0464 | 52 | 125.27 | 697.77 | 335.39 | 20 | yes | 5080.5158 | 6335.5622
2025-05-05 | Monday | aFRR+ | 6.54 | 80% | 1255.0464 | 34 | 191.9 | 899.85 | 529.04 | 20 | yes | 6815.5931 | 8070.6395
2025-05-06 | Tuesday | aFRR- | 5 | 80% | 960 | 35 | 122.48 | 618.12 | 501.09 | 20 | yes | 5816.3097 | 6776.3097
2025-05-07 | Wednesday | aFRR+ | 6.54 | 80% | 1255.0464 | 52 | 184.14 | 890.47 | 349.23 | 20 | yes | 8749.3383 | 10004.3847
2025-05-08 | Thursday | aFRR+ | 6.54 | 80% | 1255.0464 | 55 | 166.47 | 675.93 | 425.64 | 20 | yes | 6732.1302 | 7987.1766
2025-05-09 | Friday | aFRR+ | 6.54 | 80% | 1255.0464 | 30 | 246.93 | 990.07 | 538.18 | 20 | yes | 9401.3213 | 10656.3677
2025-05-10 | Saturday | aFRR+ | 6.54 | 80% | 1255.0464 | 27 | 184.69 | 548.43 | 866.36 | 20 | yes | 5472.0766 | 6727.123
2025-05-11 | Sunday | aFRR+ | 6.54 | 80% | 1255.0464 | 60 | 149.81 | 794.81 | 340.75 | 20 | yes | 6683.7598 | 7938.8062
2025-05-12 | Monday | aFRR+ | 6.54 | 80% | 1255.0464 | 21 | 303.41 | 785.9 | 1008.35 | 20 | yes | 9342.1441 | 10597.1905
2025-05-13 | Tuesday | aFRR+ | 6.54 | 80% | 1255.0464 | 57 | 135.49 | 938 | 405.52 | 20 | yes | 4813.4454 | 6068.4918
2025-05-14 | Wednesday | aFRR+ | 6.54 | 80% | 1255.0464 | 61 | 132.56 | 682.97 | 403.59 | 20 | yes | 4515.9431 | 5770.9895
2025-05-15 | Thursday | aFRR+ | 6.54 | 80% | 1255.0464 | 21 | 282.47 | 883.44 | 488.73 | 20 | yes | 8593.1801 | 9848.2265
2025-05-16 | Friday | aFRR+ | 6.54 | 80% | 1255.0464 | 22 | 250.43 | 899.85 | 1297.95 | 20 | yes | 7786.6113 | 9041.6577
2025-05-17 | Saturday | aFRR+ | 6.54 | 80% | 1255.0464 | 30 | 239.67 | 886.42 | 1302 | 20 | yes | 9449.9007 | 10704.9471
2025-05-18 | Sunday | aFRR+ | 6.54 | 80% | 1255.0464 | 24 | 302.78 | 1347.65 | 985.3 | 20 | yes | 10577.9721 | 11833.0185
2025-05-19 | Monday | aFRR+ | 6.54 | 80% | 1255.0464 | 30 | 268.13 | 1050.15 | 655.32 | 20 | yes | 11146.698 | 12401.7444
2025-05-20 | Tuesday | aFRR+ | 6.54 | 80% | 1255.0464 | 47 | 157.54 | 981.85 | 794.15 | 20 | yes | 5743.8835 | 6998.9299
2025-05-21 | Wednesday | aFRR+ | 6.54 | 80% | 1255.0464 | 58 | 120.36 | 597.17 | 117.9 | 9.43 | no | 2371.3126 | 3626.359
2025-05-22 | Thursday | aFRR+ | 6.54 | 80% | 1255.0464 | 26 | 274.77 | 899.85 | 1126.63 | 20 | yes | 9711.1602 | 10966.2066
2025-05-23 | Friday | aFRR+ | 6.54 | 80% | 1255.0464 | 68 | 125.53 | 419.25 | 252.29 | 20 | yes | 3578.165 | 4833.2114
2025-05-24 | Saturday | aFRR+ | 6.54 | 80% | 1255.0464 | 27 | 238.19 | 845.29 | 739.91 | 20 | yes | 9216.0284 | 10471.0748
2025-05-25 | Sunday | aFRR+ | 6.54 | 80% | 1255.0464 | 47 | 177.56 | 899.85 | 572.6 | 20 | yes | 10073.8065 | 11328.8529
2025-05-26 | Monday | aFRR+ | 6.54 | 80% | 1255.0464 | 31 | 232.59 | 887.04 | 931.3 | 20 | yes | 8454.7955 | 9709.8419
2025-05-27 | Tuesday | aFRR+ | 6.54 | 80% | 1255.0464 | 41 | 152.16 | 555.81 | 676.97 | 20 | yes | 4490.2864 | 5745.3328
2025-05-28 | Wednesday | aFRR+ | 6.54 | 80% | 1255.0464 | 62 | 130.01 | 835.3 | 198.57 | 14.34 | no | 3791.8555 | 5046.9019
2025-05-29 | Thursday | aFRR+ | 6.54 | 80% | 1255.0464 | 62 | 134.98 | 669.83 | 413.65 | 20 | yes | 5306.551 | 6561.5974
2025-05-30 | Friday | aFRR+ | 6.54 | 80% | 1255.0464 | 59 | 130 | 594.6 | 373.39 | 20 | yes | 4905.2771 | 6160.3235
2025-05-31 | Saturday | aFRR- | 5 | 80% | 960 | 34 | 134.76 | 835.31 | 661.18 | 20 | yes | 5945.1213 | 6905.1213
2025-06-01 | Sunday | aFRR+ | 6.54 | 80% | 1255.0464 | 42 | 116.71 | 673.47 | 150.21 | 10.69 | no | 2686.7389 | 3941.7853
2025-06-02 | Monday | aFRR+ | 6.54 | 80% | 1255.0464 | 55 | 122.23 | 718.9 | 157.38 | 11.07 | no | 2852.0476 | 4107.094
2025-06-03 | Tuesday | aFRR+ | 6.54 | 80% | 1255.0464 | 60 | 163.07 | 866.91 | 303.43 | 20 | yes | 7495.8017 | 8750.8481
2025-06-04 | Wednesday | aFRR+ | 6.54 | 80% | 1255.0464 | 52 | 151.25 | 567.34 | 358.94 | 20 | yes | 6683.5007 | 7938.5471
2025-06-05 | Thursday | aFRR+ | 6.54 | 80% | 1255.0464 | 54 | 149.02 | 899.85 | 370.81 | 20 | yes | 6594.5338 | 7849.5802
2025-06-06 | Friday | aFRR+ | 6.54 | 80% | 1255.0464 | 41 | 215.51 | 1050.15 | 503.26 | 20 | yes | 11381.4063 | 12636.4527
2025-06-07 | Saturday | aFRR+ | 6.54 | 80% | 1255.0464 | 66 | 131.15 | 952.94 | 219.11 | 14.52 | no | 6337.241 | 7592.2874
2025-06-08 | Sunday | aFRR+ | 6.54 | 80% | 1255.0464 | 48 | 123.69 | 662.73 | 188.03 | 14.36 | no | 3858.1332 | 5113.1796
2025-06-09 | Monday | aFRR+ | 6.54 | 80% | 1255.0464 | 49 | 135.26 | 854.87 | 276.8 | 18.98 | no | 5668.8161 | 6923.8625
2025-06-10 | Tuesday | aFRR+ | 6.54 | 80% | 1255.0464 | 45 | 187.55 | 1039.59 | 855.12 | 20 | yes | 8495.0165 | 9750.0629
2025-06-11 | Wednesday | aFRR+ | 6.54 | 80% | 1255.0464 | 63 | 138 | 1013.85 | 471.57 | 20 | yes | 6418.7358 | 7673.7822
2025-06-12 | Thursday | aFRR+ | 6.54 | 80% | 1255.0464 | 56 | 191.63 | 1001.13 | 587.67 | 20 | yes | 10506.1361 | 11761.1825
2025-06-13 | Friday | aFRR+ | 6.54 | 80% | 1255.0464 | 48 | 115.8 | 492.03 | 381.35 | 20 | yes | 3249.1458 | 4504.1922
2025-06-14 | Saturday | aFRR+ | 6.54 | 80% | 1255.0464 | 59 | 107.2 | 713.47 | 322.15 | 20 | yes | 3834.3026 | 5089.349
2025-06-15 | Sunday | aFRR- | 5 | 80% | 960 | 36 | 129.18 | 674.85 | 852.38 | 20 | yes | 5944.5736 | 6904.5736
2025-06-16 | Monday | aFRR+ | 6.54 | 80% | 1255.0464 | 57 | 112.43 | 616.77 | 231.59 | 17.16 | no | 3327.6794 | 4582.7258
2025-06-17 | Tuesday | aFRR+ | 6.54 | 80% | 1255.0464 | 44 | 103.57 | 169.3 | 516.66 | 20 | yes | 2695.1322 | 3950.1786
2025-06-18 | Wednesday | aFRR- | 5 | 80% | 960 | 37 | 121.27 | 712.2 | 570.5 | 20 | yes | 5581.4211 | 6541.4211
2025-06-19 | Thursday | aFRR+ | 6.54 | 80% | 1255.0464 | 72 | 100.33 | 179.69 | 413.88 | 20 | yes | 2467.6872 | 3722.7336
2025-06-20 | Friday | aFRR+ | 6.54 | 80% | 1255.0464 | 48 | 110.74 | 514.11 | 294.97 | 20 | yes | 3709.4309 | 4964.4773
2025-06-21 | Saturday | aFRR- | 5 | 80% | 960 | 32 | 153.75 | 1050.15 | 780.14 | 20 | yes | 6694.9445 | 7654.9445
2025-06-22 | Sunday | aFRR+ | 6.54 | 80% | 1255.0464 | 53 | 123.45 | 715.62 | 571.43 | 20 | yes | 4748.3517 | 6003.3981
2025-06-23 | Monday | aFRR+ | 6.54 | 80% | 1255.0464 | 42 | 108.13 | 409.26 | 610.53 | 20 | yes | 2898.4266 | 4153.473
2025-06-24 | Tuesday | aFRR+ | 6.54 | 80% | 1255.0464 | 60 | 102.65 | 251.94 | 190.43 | 14.35 | no | 2172.47 | 3427.5164
2025-06-25 | Wednesday | aFRR+ | 6.54 | 80% | 1255.0464 | 47 | 100.66 | 420.04 | 617.72 | 20 | yes | 2661.7153 | 3916.7617
2025-06-26 | Thursday | aFRR+ | 6.54 | 80% | 1255.0464 | 39 | 172.72 | 755.5 | 1622.16 | 20 | yes | 7381.38 | 8636.4264
2025-06-27 | Friday | aFRR+ | 6.54 | 80% | 1255.0464 | 43 | 163.69 | 957.4 | 673 | 20 | yes | 7142.184 | 8397.2304
2025-06-28 | Saturday | aFRR+ | 6.54 | 80% | 1255.0464 | 41 | 220.62 | 899.9 | 605.95 | 20 | yes | 9714.7948 | 10969.8412
2025-06-29 | Sunday | aFRR+ | 6.54 | 80% | 1255.0464 | 46 | 191.65 | 887.79 | 411.19 | 20 | yes | 9368.3946 | 10623.441
2025-06-30 | Monday | aFRR+ | 6.54 | 80% | 1255.0464 | 34 | 213.43 | 888.12 | 593.28 | 20 | yes | 6725.6743 | 7980.7207
2025-07-01 | Tuesday | aFRR+ | 6.54 | 80% | 1255.0464 | 58 | 130.24 | 506.6 | 392.65 | 20 | yes | 4507.2419 | 5762.2883
2025-07-02 | Wednesday | aFRR- | 5 | 80% | 960 | 25 | 127.34 | 949.26 | 1475.9 | 20 | yes | 4233.4387 | 5193.4387
2025-07-03 | Thursday | aFRR+ | 6.54 | 80% | 1255.0464 | 67 | 128.36 | 709.91 | 370.67 | 20 | yes | 5057.5641 | 6312.6105
2025-07-04 | Friday | aFRR+ | 6.54 | 80% | 1255.0464 | 60 | 101.23 | 314.93 | 554.44 | 20 | yes | 2347.6018 | 3602.6482
2025-07-05 | Saturday | aFRR+ | 6.54 | 80% | 1255.0464 | 56 | 144.11 | 899.49 | 166.51 | 12.85 | no | 6344.9712 | 7600.0176
2025-07-06 | Sunday | aFRR+ | 6.54 | 80% | 1255.0464 | 49 | 195.93 | 974.98 | 454.68 | 20 | yes | 9717.0843 | 10972.1307
2025-07-07 | Monday | aFRR+ | 6.54 | 80% | 1255.0464 | 52 | 139.98 | 547.89 | 387.75 | 20 | yes | 3767.6638 | 5022.7102
2025-07-08 | Tuesday | aFRR+ | 6.54 | 80% | 1255.0464 | 23 | 365.07 | 979.93 | 829.92 | 20 | yes | 13073.6493 | 14328.6957
2025-07-09 | Wednesday | aFRR+ | 6.54 | 80% | 1255.0464 | 20 | 374.33 | 869.53 | 720.07 | 20 | yes | 11256.9802 | 12512.0266
2025-07-10 | Thursday | aFRR- | 5 | 80% | 960 | 27 | 75.45 | 399.33 | 1255.45 | 20 | yes | 2512.4408 | 3472.4408
2025-07-11 | Friday | aFRR+ | 6.54 | 80% | 1255.0464 | 49 | 102.09 | 142.67 | 97.92 | 7.83 | no | 901.942 | 2156.9884
2025-07-12 | Saturday | aFRR+ | 6.54 | 80% | 1255.0464 | 67 | 132.57 | 991.6 | 219.94 | 14.18 | no | 5234.4941 | 6489.5405
2025-07-13 | Sunday | aFRR+ | 6.54 | 80% | 1255.0464 | 59 | 117.84 | 588.39 | 138.06 | 11 | no | 2281.2583 | 3536.3047
2025-07-14 | Monday | aFRR+ | 6.54 | 80% | 1255.0464 | 62 | 182.46 | 1021.2 | 351.67 | 20 | yes | 10880.4697 | 12135.5161
2025-07-15 | Tuesday | aFRR+ | 6.54 | 80% | 1255.0464 | 65 | 120.77 | 588.46 | 162.16 | 12.88 | no | 2957.9362 | 4212.9826
2025-07-16 | Wednesday | aFRR+ | 6.54 | 80% | 1255.0464 | 28 | 257.82 | 827.07 | 436.49 | 20 | yes | 8481.1841 | 9736.2305
2025-07-17 | Thursday | aFRR+ | 6.54 | 80% | 1255.0464 | 39 | 223.15 | 956.64 | 616.51 | 20 | yes | 9996.1692 | 11251.2156
2025-07-18 | Friday | aFRR+ | 6.54 | 80% | 1255.0464 | 45 | 146.56 | 968.6 | 234.79 | 15.11 | no | 6123.7177 | 7378.7641
2025-07-19 | Saturday | aFRR+ | 6.54 | 80% | 1255.0464 | 31 | 274.64 | 965.57 | 459.01 | 20 | yes | 9965.0019 | 11220.0483
2025-07-20 | Sunday | aFRR- | 5 | 80% | 960 | 37 | 186.11 | 910.54 | 645.7 | 20 | yes | 9412.2982 | 10372.2982
2025-07-21 | Monday | aFRR+ | 6.54 | 80% | 1255.0464 | 58 | 151.75 | 974.92 | 215.21 | 14.79 | no | 6933.7024 | 8188.7488
2025-07-22 | Tuesday | aFRR+ | 6.54 | 80% | 1255.0464 | 23 | 318.82 | 1050.15 | 671.87 | 20 | yes | 10805.4942 | 12060.5406
2025-07-23 | Wednesday | aFRR+ | 6.54 | 80% | 1255.0464 | 42 | 230.02 | 1019.26 | 526.11 | 20 | yes | 11659.8493 | 12914.8957
2025-07-24 | Thursday | aFRR+ | 6.54 | 80% | 1255.0464 | 55 | 156.27 | 950.19 | 711.03 | 20 | yes | 6370.5418 | 7625.5882
2025-07-25 | Friday | aFRR+ | 6.54 | 80% | 1255.0464 | 39 | 172.74 | 938.07 | 965.35 | 20 | yes | 6107.5055 | 7362.5519
2025-07-26 | Saturday | aFRR+ | 6.54 | 80% | 1255.0464 | 48 | 150.59 | 766.71 | 471.18 | 20 | yes | 5145.135 | 6400.1814
2025-07-27 | Sunday | aFRR+ | 6.54 | 80% | 1255.0464 | 64 | 152.09 | 1050.15 | 549.14 | 20 | yes | 7946.0399 | 9201.0863
2025-07-28 | Monday | aFRR+ | 6.54 | 80% | 1255.0464 | 39 | 224.03 | 974.85 | 690.74 | 20 | yes | 8545.7528 | 9800.7992
2025-07-29 | Tuesday | aFRR+ | 6.54 | 80% | 1255.0464 | 28 | 199.97 | 867.84 | 754.38 | 20 | yes | 6509.6962 | 7764.7426
2025-07-30 | Wednesday | aFRR+ | 6.54 | 80% | 1255.0464 | 60 | 143.64 | 974.99 | 535.59 | 20 | yes | 7322.1238 | 8577.1702
2025-07-31 | Thursday | aFRR+ | 6.54 | 80% | 1255.0464 | 46 | 187.4 | 994.22 | 453.59 | 20 | yes | 8341.4212 | 9596.4676
2025-08-01 | Friday | aFRR+ | 6.54 | 80% | 1255.0464 | 66 | 131.8 | 803.28 | 238.35 | 17.68 | no | 5143.76 | 6398.8064
2025-08-02 | Saturday | aFRR+ | 6.54 | 80% | 1255.0464 | 66 | 129.53 | 965.3 | 526.7 | 20 | yes | 5869.6878 | 7124.7342
2025-08-03 | Sunday | aFRR+ | 6.54 | 80% | 1255.0464 | 56 | 139.68 | 958.65 | 399.36 | 20 | yes | 6343.8307 | 7598.8771
2025-08-04 | Monday | aFRR+ | 6.54 | 80% | 1255.0464 | 58 | 125.88 | 972.56 | 338.01 | 20 | yes | 6172.3244 | 7427.3708
2025-08-05 | Tuesday | aFRR+ | 6.54 | 80% | 1255.0464 | 37 | 153.56 | 997.39 | 373.63 | 20 | yes | 6957.5962 | 8212.6426
2025-08-06 | Wednesday | aFRR+ | 6.54 | 80% | 1255.0464 | 20 | 366.34 | 974.85 | 667.67 | 20 | yes | 10976.7059 | 12231.7523
2025-08-07 | Thursday | aFRR+ | 6.54 | 80% | 1255.0464 | 52 | 184.96 | 1015.36 | 535.36 | 20 | yes | 10384.6229 | 11639.6693
2025-08-08 | Friday | aFRR+ | 6.54 | 80% | 1255.0464 | 61 | 149.28 | 1032.58 | 295.25 | 20 | yes | 8351.7902 | 9606.8366
2025-08-09 | Saturday | aFRR+ | 6.54 | 80% | 1255.0464 | 77 | 104.55 | 591.39 | 246.37 | 19.71 | no | 3319.3581 | 4574.4045
2025-08-10 | Sunday | aFRR+ | 6.54 | 80% | 1255.0464 | 50 | 122.49 | 1011.37 | 560.16 | 20 | yes | 4609.9467 | 5864.9931
2025-08-11 | Monday | aFRR+ | 6.54 | 80% | 1255.0464 | 44 | 151.67 | 914.87 | 339.06 | 20 | yes | 6514.0109 | 7769.0573
2025-08-12 | Tuesday | aFRR+ | 6.54 | 80% | 1255.0464 | 44 | 176.29 | 827.62 | 286.82 | 19.32 | no | 8990.872 | 10245.9184
2025-08-13 | Wednesday | aFRR+ | 6.54 | 80% | 1255.0464 | 47 | 189.48 | 1050.15 | 644.62 | 20 | yes | 10599.7767 | 11854.8231
2025-08-14 | Thursday | aFRR+ | 6.54 | 80% | 1255.0464 | 39 | 126.16 | 654.11 | 647.85 | 20 | yes | 3970.2441 | 5225.2905
2025-08-15 | Friday | aFRR+ | 6.54 | 80% | 1255.0464 | 46 | 95.16 | 415.38 | 61.81 | 4.95 | no | 1066.3079 | 2321.3543
2025-08-16 | Saturday | aFRR+ | 6.54 | 80% | 1255.0464 | 54 | 160.08 | 951.73 | 408.87 | 20 | yes | 8746.6563 | 10001.7027
2025-08-17 | Sunday | aFRR+ | 6.54 | 80% | 1255.0464 | 60 | 105 | 855.26 | 127.97 | 8.8 | no | 2659.1262 | 3914.1726
2025-08-18 | Monday | aFRR+ | 6.54 | 80% | 1255.0464 | 53 | 101.76 | 585.05 | 150.38 | 11.06 | no | 2743.7639 | 3998.8103
2025-08-19 | Tuesday | aFRR+ | 6.54 | 80% | 1255.0464 | 46 | 158.57 | 974.85 | 367.56 | 20 | yes | 7948.9758 | 9204.0222
2025-08-20 | Wednesday | aFRR- | 5 | 80% | 960 | 39 | 100.32 | 712.98 | 818.98 | 20 | yes | 4540.47 | 5500.47
2025-08-21 | Thursday | aFRR+ | 6.54 | 80% | 1255.0464 | 43 | 130.6 | 679.04 | 550.85 | 20 | yes | 4508.3529 | 5763.3993
2025-08-22 | Friday | aFRR+ | 6.54 | 80% | 1255.0464 | 47 | 146.15 | 850.14 | 312.36 | 20 | yes | 5986.5719 | 7241.6183
2025-08-23 | Saturday | aFRR- | 5 | 80% | 960 | 52 | 108.96 | 749.85 | 985.73 | 20 | yes | 6696.2 | 7656.2
2025-08-24 | Sunday | aFRR+ | 6.54 | 80% | 1255.0464 | 46 | 136.42 | 975 | 149.77 | 9.31 | no | 4774.3932 | 6029.4396
2025-08-25 | Monday | aFRR- | 5 | 80% | 960 | 35 | 45.68 | 361.66 | 1130.28 | 20 | yes | 1305.0275 | 2265.0275
2025-08-26 | Tuesday | aFRR+ | 6.54 | 80% | 1255.0464 | 41 | 116.95 | 642.79 | 133 | 10.35 | no | 2446.041 | 3701.0874
2025-08-27 | Wednesday | aFRR+ | 6.54 | 80% | 1255.0464 | 56 | 113.86 | 595.24 | 201.55 | 16.12 | no | 2965.0035 | 4220.0499
2025-08-28 | Thursday | aFRR+ | 6.54 | 80% | 1255.0464 | 58 | 148.84 | 778.85 | 262.94 | 18.9 | no | 7156.1379 | 8411.1843
2025-08-29 | Friday | aFRR+ | 6.54 | 80% | 1255.0464 | 39 | 91.82 | 105 | 69.9 | 5.59 | no | 577.9716 | 1833.018
2025-08-30 | Saturday | aFRR+ | 6.54 | 80% | 1255.0464 | 33 | 149.38 | 729.75 | 509.55 | 20 | yes | 3634.7877 | 4889.8341
2025-08-31 | Sunday | aFRR+ | 6.54 | 80% | 1255.0464 | 61 | 134.97 | 837.83 | 279.49 | 20 | yes | 6245.5829 | 7500.6293
2025-09-01 | Monday | aFRR+ | 6.54 | 80% | 1255.0464 | 66 | 134.58 | 923.16 | 306.51 | 20 | yes | 6474.2627 | 7729.3091
2025-09-02 | Tuesday | aFRR+ | 6.54 | 80% | 1255.0464 | 58 | 138.5 | 989.76 | 592.52 | 20 | yes | 6570.3867 | 7825.4331
2025-09-03 | Wednesday | aFRR+ | 6.54 | 80% | 1255.0464 | 23 | 275.53 | 967.62 | 1014.73 | 20 | yes | 9360.8864 | 10615.9328
2025-09-04 | Thursday | aFRR+ | 6.54 | 80% | 1255.0464 | 53 | 164.92 | 1047.99 | 306.69 | 18.52 | no | 8164.2493 | 9419.2957
2025-09-05 | Friday | aFRR+ | 6.54 | 80% | 1255.0464 | 71 | 113.52 | 719.23 | 212.28 | 16.38 | no | 3102.9212 | 4357.9676
2025-09-06 | Saturday | aFRR+ | 6.54 | 80% | 1255.0464 | 56 | 143.78 | 634.92 | 416.98 | 20 | yes | 5487.2758 | 6742.3222
2025-09-07 | Sunday | aFRR+ | 6.54 | 80% | 1255.0464 | 55 | 116.59 | 523.76 | 248.03 | 18.65 | no | 3911.9763 | 5167.0227
2025-09-08 | Monday | aFRR+ | 6.54 | 80% | 1255.0464 | 62 | 115.43 | 438.2 | 193.94 | 15.46 | no | 3060.9949 | 4316.0413
2025-09-09 | Tuesday | aFRR+ | 6.54 | 80% | 1255.0464 | 33 | 222.06 | 902.75 | 463.01 | 20 | yes | 9591.3854 | 10846.4318
2025-09-10 | Wednesday | aFRR+ | 6.54 | 80% | 1255.0464 | 41 | 181.34 | 974.93 | 578.34 | 20 | yes | 8070.5303 | 9325.5767
2025-09-11 | Thursday | aFRR+ | 6.54 | 80% | 1255.0464 | 43 | 132.86 | 557.09 | 419.21 | 20 | yes | 4268.3501 | 5523.3965
2025-09-12 | Friday | aFRR+ | 6.54 | 80% | 1255.0464 | 29 | 156.4 | 537.78 | 670.45 | 20 | yes | 4484.4375 | 5739.4839
2025-09-13 | Saturday | aFRR- | 5 | 80% | 960 | 36 | 126.56 | 750 | 873.28 | 20 | yes | 6323.2481 | 7283.2481
2025-09-14 | Sunday | aFRR+ | 6.54 | 80% | 1255.0464 | 43 | 107.71 | 445.7 | 423.79 | 20 | yes | 2988.9254 | 4243.9718
2025-09-15 | Monday | aFRR+ | 6.54 | 80% | 1255.0464 | 37 | 140.42 | 1001.89 | 430.14 | 20 | yes | 5790.1685 | 7045.2149
2025-09-16 | Tuesday | aFRR- | 5 | 80% | 960 | 38 | 104.72 | 537.48 | 410.75 | 20 | yes | 4608.2685 | 5568.2685
2025-09-17 | Wednesday | aFRR+ | 6.54 | 80% | 1255.0464 | 31 | 227.05 | 1050.1 | 656.94 | 20 | yes | 9133.9977 | 10389.0441
2025-09-18 | Thursday | aFRR- | 5 | 80% | 960 | 16 | 45.19 | 266.13 | 1979.18 | 20 | yes | 1135.7877 | 2095.7877
2025-09-19 | Friday | aFRR+ | 6.54 | 80% | 1255.0464 | 37 | 152.89 | 924.5 | 522.41 | 20 | yes | 6856.8448 | 8111.8912
2025-09-20 | Saturday | aFRR+ | 6.54 | 80% | 1255.0464 | 53 | 182.08 | 1049.93 | 493.1 | 20 | yes | 9933.5373 | 11188.5837
2025-09-21 | Sunday | aFRR- | 5 | 80% | 960 | 38 | 89.06 | 923.21 | 993.83 | 20 | yes | 4062.9813 | 5022.9813
2025-09-22 | Monday | aFRR+ | 6.54 | 80% | 1255.0464 | 46 | 170.19 | 1050.01 | 309.99 | 20 | yes | 8047.4184 | 9302.4648
2025-09-23 | Tuesday | aFRR+ | 6.54 | 80% | 1255.0464 | 61 | 122.26 | 933.5 | 575.06 | 20 | yes | 4695.1459 | 5950.1923
2025-09-24 | Wednesday | aFRR+ | 6.54 | 80% | 1255.0464 | 50 | 127.5 | 580.65 | 562.12 | 20 | yes | 3761.5897 | 5016.6361
2025-09-25 | Thursday | aFRR+ | 6.54 | 80% | 1255.0464 | 37 | 160.22 | 943.69 | 985.8 | 20 | yes | 6092.9321 | 7347.9785
2025-09-26 | Friday | aFRR+ | 6.54 | 80% | 1255.0464 | 16 | 131.22 | 249.43 | 874.8 | 20 | yes | 2871.4849 | 4126.5313
2025-09-27 | Saturday | aFRR+ | 6.54 | 80% | 1255.0464 | 46 | 178.69 | 1010.59 | 331.19 | 20 | yes | 7749.3403 | 9004.3867
2025-09-28 | Sunday | aFRR+ | 6.54 | 80% | 1255.0464 | 42 | 151.66 | 808.18 | 219.9 | 16.91 | no | 4676.4549 | 5931.5013
2025-09-29 | Monday | aFRR+ | 6.54 | 80% | 1255.0464 | 37 | 216.87 | 1023.43 | 668.69 | 20 | yes | 9594.9904 | 10850.0368
2025-09-30 | Tuesday | aFRR+ | 6.54 | 80% | 1255.0464 | 34 | 177.22 | 1004.9 | 970 | 20 | yes | 5624.1021 | 6879.1485
2025-10-01 | Wednesday | aFRR+ | 6.54 | 80% | 1255.0464 | 62 | 101.54 | 173.34 | 107.41 | 8.59 | no | 1084.455 | 2339.5014
2025-10-02 | Thursday | aFRR+ | 6.54 | 80% | 1255.0464 | 27 | 171.2 | 801.73 | 935.33 | 20 | yes | 5243.6014 | 6498.6478
2025-10-03 | Friday | aFRR+ | 6.54 | 80% | 1255.0464 | 40 | 154.22 | 864.88 | 628.05 | 20 | yes | 4854.9238 | 6109.9702
2025-10-04 | Saturday | aFRR+ | 6.54 | 80% | 1255.0464 | 10 | 189.07 | 410.87 | 2963.32 | 20 | yes | 3781.4796 | 5036.526
2025-10-05 | Sunday | aFRR+ | 6.54 | 80% | 1255.0464 | 37 | 89.44 | 128.68 | 488.43 | 20 | yes | 2013.3292 | 3268.3756
2025-10-06 | Monday | aFRR+ | 6.54 | 80% | 1255.0464 | 25 | 287.39 | 1050 | 5951.57 | 20 | yes | 11408.6727 | 12663.7191
2025-10-07 | Tuesday | aFRR+ | 6.54 | 80% | 1255.0464 | 11 | 780.53 | 1019.78 | 2571.86 | 20 | yes | 16596.9744 | 17852.0208
2025-10-08 | Wednesday | aFRR+ | 6.54 | 80% | 1255.0464 | 12 | 441.27 | 1035.6 | 6565.86 | 20 | yes | 10105.4648 | 11360.5112
2025-10-09 | Thursday | aFRR+ | 6.54 | 80% | 1255.0464 | 22 | 171.02 | 692.81 | 1106.66 | 20 | yes | 4638.9529 | 5893.9993
2025-10-10 | Friday | aFRR+ | 6.54 | 80% | 1255.0464 | 50 | 120.37 | 391.02 | 1205.26 | 20 | yes | 3182.3216 | 4437.368
2025-10-11 | Saturday | aFRR+ | 6.54 | 80% | 1255.0464 | 24 | 130.95 | 388.82 | 1409.28 | 20 | yes | 2881.461 | 4136.5074
2025-10-12 | Sunday | aFRR+ | 6.54 | 80% | 1255.0464 | 41 | 185.68 | 1050.15 | 1031.64 | 20 | yes | 9030.4672 | 10285.5136
2025-10-13 | Monday | aFRR+ | 6.54 | 80% | 1255.0464 | 32 | 123.45 | 207.85 | 903.07 | 20 | yes | 2750.8967 | 4005.9431
2025-10-14 | Tuesday | aFRR+ | 6.54 | 80% | 1255.0464 | 36 | 142.32 | 293.78 | 394.57 | 20 | yes | 4600.2786 | 5855.325
2025-10-15 | Wednesday | aFRR+ | 6.54 | 80% | 1255.0464 | 29 | 153.75 | 315.51 | 1472.43 | 20 | yes | 4450.9322 | 5705.9786
2025-10-16 | Thursday | aFRR+ | 6.54 | 80% | 1255.0464 | 30 | 135.39 | 325.79 | 3174.88 | 20 | yes | 3161.5822 | 4416.6286
2025-10-17 | Friday | aFRR+ | 6.54 | 80% | 1255.0464 | 30 | 138.95 | 301.11 | 1948.91 | 20 | yes | 3494.2453 | 4749.2917
2025-10-18 | Saturday | aFRR+ | 6.54 | 80% | 1255.0464 | 37 | 197.97 | 1050.15 | 2801.56 | 20 | yes | 8282.2038 | 9537.2502
2025-10-19 | Sunday | aFRR- | 5 | 80% | 960 | 37 | 53.03 | 101.31 | 2287.41 | 20 | yes | 923.9313 | 1883.9313
2025-10-20 | Monday | aFRR+ | 6.54 | 80% | 1255.0464 | 22 | 280.73 | 840.24 | 1155.07 | 20 | yes | 9301.6481 | 10556.6945
2025-10-21 | Tuesday | aFRR+ | 6.54 | 80% | 1255.0464 | 50 | 166.05 | 784.44 | 301.59 | 20 | yes | 6910.7512 | 8165.7976
2025-10-22 | Wednesday | aFRR+ | 6.54 | 80% | 1255.0464 | 48 | 135.12 | 472.14 | 364.11 | 20 | yes | 4697.0847 | 5952.1311
2025-10-23 | Thursday | aFRR+ | 6.54 | 80% | 1255.0464 | 23 | 241.24 | 908.04 | 2997.08 | 20 | yes | 6916.5472 | 8171.5936
2025-10-24 | Friday | aFRR+ | 6.54 | 80% | 1255.0464 | 21 | 106.52 | 130.15 | 1547.16 | 20 | yes | 2191.3091 | 3446.3555
2025-10-25 | Saturday | aFRR+ | 6.54 | 80% | 1255.0464 | 48 | 122.84 | 658.03 | 327.32 | 20 | yes | 4071.0573 | 5326.1037
2025-10-26 | Sunday | aFRR+ | 6.54 | 80% | 1255.0464 | 31 | 107.83 | 218.01 | 3707.97 | 20 | yes | 2762.6331 | 4017.6795
2025-10-27 | Monday | aFRR+ | 6.54 | 80% | 1255.0464 | 38 | 177.47 | 958.39 | 1801.53 | 20 | yes | 6836.6906 | 8091.737
2025-10-28 | Tuesday | aFRR+ | 6.54 | 80% | 1255.0464 | 31 | 144.26 | 722.88 | 1569.14 | 20 | yes | 4250.4433 | 5505.4897
2025-10-29 | Wednesday | aFRR+ | 6.54 | 80% | 1255.0464 | 72 | 129.11 | 825.96 | 238.76 | 18 | no | 4767.2218 | 6022.2682
2025-10-30 | Thursday | aFRR+ | 6.54 | 80% | 1255.0464 | 44 | 181.86 | 964.84 | 364.45 | 20 | yes | 8797.9167 | 10052.9631
2025-10-31 | Friday | aFRR+ | 6.54 | 80% | 1255.0464 | 52 | 151.13 | 936.38 | 1599.67 | 20 | yes | 6483.0122 | 7738.0586
2025-11-01 | Saturday | aFRR+ | 6.54 | 80% | 1255.0464 | 56 | 115.88 | 301.46 | 164.44 | 13.04 | no | 2303.2167 | 3558.2631
2025-11-02 | Sunday | aFRR+ | 6.54 | 80% | 1255.0464 | 47 | 143.65 | 1032.73 | 323.64 | 20 | yes | 5509.1012 | 6764.1476
2025-11-03 | Monday | aFRR+ | 6.54 | 80% | 1255.0464 | 57 | 143.45 | 897.83 | 244.66 | 17.89 | no | 5992.4919 | 7247.5383
2025-11-04 | Tuesday | aFRR+ | 6.54 | 80% | 1255.0464 | 42 | 112.72 | 135.48 | 543.11 | 20 | yes | 2438.4861 | 3693.5325
2025-11-05 | Wednesday | aFRR+ | 6.54 | 80% | 1255.0464 | 21 | 139.5 | 357.2 | 1119.5 | 20 | yes | 3151.1012 | 4406.1476
2025-11-06 | Thursday | aFRR+ | 6.54 | 80% | 1255.0464 | 49 | 156.23 | 1049.95 | 328.77 | 20 | yes | 6656.0844 | 7911.1308
2025-11-07 | Friday | aFRR+ | 6.54 | 80% | 1255.0464 | 17 | 355.67 | 1010.18 | 2677.09 | 20 | yes | 10657.9735 | 11913.0199
2025-11-08 | Saturday | aFRR+ | 6.54 | 80% | 1255.0464 | 37 | 192.06 | 1031.91 | 479.51 | 20 | yes | 7584.5365 | 8839.5829
2025-11-09 | Sunday | aFRR+ | 6.54 | 80% | 1255.0464 | 31 | 120.94 | 227.35 | 1226.5 | 20 | yes | 2938.7087 | 4193.7551
2025-11-10 | Monday | aFRR+ | 6.54 | 80% | 1255.0464 | 37 | 161.81 | 726.5 | 1551.25 | 20 | yes | 5804.4983 | 7059.5447
2025-11-11 | Tuesday | aFRR+ | 6.54 | 80% | 1255.0464 | 45 | 158.18 | 872.35 | 1977.35 | 20 | yes | 6149.0477 | 7404.0941
2025-11-12 | Wednesday | aFRR+ | 6.54 | 80% | 1255.0464 | 42 | 143.6 | 766.46 | 791.9 | 20 | yes | 4752.2672 | 6007.3136
2025-11-13 | Thursday | aFRR+ | 6.54 | 80% | 1255.0464 | 42 | 165.59 | 887.93 | 1080.12 | 20 | yes | 6347.5519 | 7602.5983
2025-11-14 | Friday | aFRR+ | 6.54 | 80% | 1255.0464 | 33 | 161.94 | 615.85 | 2088.33 | 20 | yes | 4585.945 | 5840.9914
2025-11-15 | Saturday | aFRR+ | 6.54 | 80% | 1255.0464 | 40 | 138.68 | 514.19 | 2675.57 | 20 | yes | 3418.1921 | 4673.2385
2025-11-16 | Sunday | aFRR+ | 6.54 | 80% | 1255.0464 | 38 | 126.93 | 178.48 | 2213.86 | 20 | yes | 2984.042 | 4239.0884
2025-11-17 | Monday | aFRR+ | 6.54 | 80% | 1255.0464 | 32 | 165.16 | 639.54 | 1193.77 | 20 | yes | 4850.7992 | 6105.8456
2025-11-18 | Tuesday | aFRR+ | 6.54 | 80% | 1255.0464 | 25 | 191.16 | 752.6 | 2075.35 | 20 | yes | 5951.599 | 7206.6454
2025-11-19 | Wednesday | aFRR+ | 6.54 | 80% | 1255.0464 | 22 | 284.25 | 1050.11 | 2152.05 | 20 | yes | 7989.5249 | 9244.5713
2025-11-20 | Thursday | aFRR+ | 6.54 | 80% | 1255.0464 | 42 | 120.91 | 184.52 | 1221.37 | 20 | yes | 3232.0662 | 4487.1126
2025-11-21 | Friday | aFRR+ | 6.54 | 80% | 1255.0464 | 17 | 129.07 | 171.46 | 801.38 | 20 | yes | 2744.9556 | 4000.002
2025-11-22 | Saturday | aFRR+ | 6.54 | 80% | 1255.0464 | 29 | 299.45 | 1050.13 | 1713.24 | 20 | yes | 12718.5494 | 13973.5958
2025-11-23 | Sunday | aFRR+ | 6.54 | 80% | 1255.0464 | 21 | 339.76 | 1001.01 | 3303.44 | 20 | yes | 11418.5153 | 12673.5617
2025-11-24 | Monday | aFRR+ | 6.54 | 80% | 1255.0464 | 37 | 121.75 | 475.51 | 430.34 | 20 | yes | 2935.2989 | 4190.3453
2025-11-25 | Tuesday | aFRR+ | 6.54 | 80% | 1255.0464 | 64 | 139.35 | 623.14 | 235.66 | 17.71 | no | 4851.0615 | 6106.1079
2025-11-26 | Wednesday | aFRR+ | 6.54 | 80% | 1255.0464 | 16 | 211.08 | 710.95 | 1554.29 | 20 | yes | 5412.0504 | 6667.0968
2025-11-27 | Thursday | aFRR+ | 6.54 | 80% | 1255.0464 | 15 | 159.2 | 352.2 | 1969.34 | 20 | yes | 3423.4309 | 4678.4773
2025-11-28 | Friday | aFRR+ | 6.54 | 80% | 1255.0464 | 37 | 190.07 | 885.46 | 1171.75 | 20 | yes | 6663.8187 | 7918.8651
2025-11-29 | Saturday | aFRR+ | 6.54 | 80% | 1255.0464 | 32 | 175.61 | 678.23 | 808.67 | 20 | yes | 5058.704 | 6313.7504
2025-11-30 | Sunday | aFRR+ | 6.54 | 80% | 1255.0464 | 11 | 317.8 | 896.21 | 2351.7 | 20 | yes | 6749.1323 | 8004.1787
2025-12-01 | Monday | aFRR+ | 6.54 | 80% | 1255.0464 | 34 | 129.26 | 340.3 | 978.56 | 20 | yes | 3553.8828 | 4808.9292
2025-12-02 | Tuesday | aFRR- | 5 | 80% | 960 | 14 | 310.81 | 737.07 | 849.51 | 20 | yes | 8149.7052 | 9109.7052
2025-12-03 | Wednesday | aFRR+ | 6.54 | 80% | 1255.0464 | 65 | 140.15 | 634.9 | 219.83 | 15.39 | no | 4701.7713 | 5956.8177
2025-12-04 | Thursday | aFRR- | 5 | 80% | 960 | 23 | 67.81 | 381.2 | 2407.78 | 20 | yes | 2103.9748 | 3063.9748
2025-12-05 | Friday | aFRR+ | 6.54 | 80% | 1255.0464 | 39 | 147.27 | 592.51 | 394.42 | 20 | yes | 4184.356 | 5439.4024
2025-12-06 | Saturday | aFRR+ | 6.54 | 80% | 1255.0464 | 38 | 157.55 | 856.7 | 129.13 | 9.68 | no | 3553.4811 | 4808.5275
2025-12-07 | Sunday | aFRR+ | 6.54 | 80% | 1255.0464 | 57 | 129.8 | 652.53 | 234.24 | 18.15 | no | 3690.0189 | 4945.0653
2025-12-08 | Monday | aFRR+ | 6.54 | 80% | 1255.0464 | 35 | 163.51 | 778.39 | 2353.56 | 20 | yes | 4524.4517 | 5779.4981
2025-12-09 | Tuesday | aFRR+ | 6.54 | 80% | 1255.0464 | 40 | 125.96 | 238.54 | 484.57 | 20 | yes | 3289.7795 | 4544.8259
2025-12-10 | Wednesday | aFRR+ | 6.54 | 80% | 1255.0464 | 31 | 190.09 | 839.21 | 519.44 | 20 | yes | 6030.2302 | 7285.2766
2025-12-11 | Thursday | aFRR+ | 6.54 | 80% | 1255.0464 | 62 | 115.72 | 391.69 | 149.73 | 11.63 | no | 1917.1843 | 3172.2307
2025-12-12 | Friday | aFRR+ | 6.54 | 80% | 1255.0464 | 35 | 140.54 | 550.86 | 647.17 | 20 | yes | 4019.5385 | 5274.5849
2025-12-13 | Saturday | aFRR+ | 6.54 | 80% | 1255.0464 | 62 | 122.36 | 456.55 | 330.64 | 20 | yes | 3087.6706 | 4342.717
2025-12-14 | Sunday | aFRR+ | 6.54 | 80% | 1255.0464 | 25 | 210.62 | 774.11 | 1113.07 | 20 | yes | 6512.8738 | 7767.9202
2025-12-15 | Monday | aFRR+ | 6.54 | 80% | 1255.0464 | 28 | 210.45 | 877.64 | 1912.9 | 20 | yes | 8025.051 | 9280.0974
2025-12-16 | Tuesday | aFRR+ | 6.54 | 80% | 1255.0464 | 29 | 273.04 | 944.01 | 1553.78 | 20 | yes | 9931.4079 | 11186.4543
2025-12-17 | Wednesday | aFRR+ | 6.54 | 80% | 1255.0464 | 36 | 142.36 | 420.2 | 2128.38 | 20 | yes | 3731.9029 | 4986.9493
2025-12-18 | Thursday | aFRR+ | 6.54 | 80% | 1255.0464 | 19 | 164.55 | 589.3 | 465.1 | 20 | yes | 4214.899 | 5469.9454
2025-12-19 | Friday | aFRR+ | 6.54 | 80% | 1255.0464 | 27 | 113.5 | 364.68 | 65.25 | 5.22 | no | 983.3583 | 2238.4047
2025-12-20 | Saturday | aFRR+ | 6.54 | 80% | 1255.0464 | 22 | 318.95 | 1044.18 | 1404.54 | 20 | yes | 10409.8937 | 11664.9401
2025-12-21 | Sunday | aFRR+ | 6.54 | 80% | 1255.0464 | 57 | 133.49 | 500.86 | 572.92 | 20 | yes | 3360.7189 | 4615.7653
2025-12-22 | Monday | aFRR+ | 6.54 | 80% | 1255.0464 | 16 | 463.83 | 1050.15 | 2162.83 | 20 | yes | 13405.9228 | 14660.9692
2025-12-23 | Tuesday | aFRR+ | 6.54 | 80% | 1255.0464 | 39 | 200.91 | 1137.09 | 3896.02 | 20 | yes | 8106.9055 | 9361.9519
2025-12-24 | Wednesday | aFRR+ | 6.54 | 80% | 1255.0464 | 24 | 220.04 | 1050 | 1265.57 | 20 | yes | 7468.8084 | 8723.8548
2025-12-25 | Thursday | aFRR+ | 6.54 | 80% | 1255.0464 | 27 | 111.63 | 358.38 | 2397.27 | 20 | yes | 2513.0801 | 3768.1265
2025-12-26 | Friday | aFRR+ | 6.54 | 80% | 1255.0464 | 21 | 205.79 | 1035.86 | 2766 | 20 | yes | 6335.4813 | 7590.5277
2025-12-27 | Saturday | aFRR+ | 6.54 | 80% | 1255.0464 | 45 | 149.77 | 769.11 | 325.69 | 20 | yes | 5364.3492 | 6619.3956
2025-12-28 | Sunday | aFRR+ | 6.54 | 80% | 1255.0464 | 39 | 195.73 | 1050 | 1231.5 | 20 | yes | 8426.0442 | 9681.0906
2025-12-29 | Monday | aFRR+ | 6.54 | 80% | 1255.0464 | 35 | 150.31 | 811.06 | 1366.07 | 20 | yes | 4429.2963 | 5684.3427
2025-12-30 | Tuesday | aFRR+ | 6.54 | 80% | 1255.0464 | 24 | 147.27 | 662.78 | 3352.58 | 20 | yes | 4039.1814 | 5294.2278
2025-12-31 | Wednesday | aFRR+ | 6.54 | 80% | 1255.0464 | 18 | 119.3 | 153.01 | 2041.36 | 20 | yes | 2566.9641 | 3822.0105
2026-01-01 | Thursday | aFRR+ | 6.54 | 80% | 1255.0464 | 11 | 133.85 | 138.55 | 1515.92 | 20 | yes | 2676.1179 | 3931.1643
2026-01-02 | Friday | aFRR+ | 6.54 | 80% | 1255.0464 | 21 | 230.63 | 1044.14 | 2236.76 | 20 | yes | 6539.6402 | 7794.6866
2026-01-03 | Saturday | aFRR+ | 6.54 | 80% | 1255.0464 | 15 | 138.84 | 250.87 | 2006.12 | 20 | yes | 3059.8771 | 4314.9235
2026-01-04 | Sunday | aFRR+ | 6.54 | 80% | 1255.0464 | 39 | 145 | 904.23 | 1237.39 | 20 | yes | 3804.0515 | 5059.0979
2026-01-05 | Monday | aFRR+ | 6.54 | 80% | 1255.0464 | 35 | 186.09 | 1050.11 | 3972.85 | 20 | yes | 7625.8951 | 8880.9415
2026-01-06 | Tuesday | aFRR+ | 6.54 | 80% | 1255.0464 | 44 | 152.4 | 700.26 | 2357.47 | 20 | yes | 5251.9133 | 6506.9597
2026-01-07 | Wednesday | aFRR+ | 6.54 | 80% | 1255.0464 | 11 | 182.52 | 668.36 | 1132.71 | 20 | yes | 3615.8727 | 4870.9191
2026-01-08 | Thursday | aFRR+ | 6.54 | 80% | 1255.0464 | 32 | 244.24 | 1050.13 | 11483.78 | 20 | yes | 9626.3672 | 10881.4136
2026-01-09 | Friday | aFRR+ | 6.54 | 80% | 1255.0464 | 10 | 181.22 | 367.99 | 1265.34 | 20 | yes | 3624.3744 | 4879.4208
2026-01-10 | Saturday | aFRR+ | 6.54 | 80% | 1255.0464 | 29 | 123.04 | 163.88 | 1076.75 | 20 | yes | 2933.7378 | 4188.7842
2026-01-11 | Sunday | aFRR+ | 6.54 | 80% | 1255.0464 | 35 | 139.64 | 592.37 | 3165.8 | 20 | yes | 4061.6688 | 5316.7152
2026-01-12 | Monday | aFRR+ | 6.54 | 80% | 1255.0464 | 40 | 162.2 | 829.26 | 1684.6 | 20 | yes | 6129.7462 | 7384.7926
2026-01-13 | Tuesday | aFRR+ | 6.54 | 80% | 1255.0464 | 27 | 127.14 | 153.03 | 1894.88 | 20 | yes | 2791.454 | 4046.5004
2026-01-14 | Wednesday | aFRR+ | 6.54 | 80% | 1255.0464 | 15 | 143.22 | 159.14 | 1707.34 | 20 | yes | 3094.3125 | 4349.3589
2026-01-15 | Thursday | aFRR+ | 6.54 | 80% | 1255.0464 | 52 | 138.59 | 314.13 | 484.81 | 20 | yes | 4187.2056 | 5442.252
2026-01-16 | Friday | aFRR+ | 6.54 | 80% | 1255.0464 | 27 | 209.6 | 1005.8 | 1191.57 | 20 | yes | 7338.8025 | 8593.8489
2026-01-17 | Saturday | aFRR+ | 6.54 | 80% | 1255.0464 | 12 | 474.64 | 1374.83 | 3606.3 | 20 | yes | 10895.0096 | 12150.056
2026-01-18 | Sunday | aFRR- | 5 | 80% | 960 | 52 | 123.39 | 752.2 | 294.03 | 20 | yes | 6976.4881 | 7936.4881
2026-01-19 | Monday | aFRR+ | 6.54 | 80% | 1255.0464 | 34 | 152.34 | 692.08 | 2453.01 | 20 | yes | 4160.9756 | 5416.022
2026-01-20 | Tuesday | aFRR+ | 6.54 | 80% | 1255.0464 | 18 | 197.12 | 491.93 | 3208.89 | 20 | yes | 4931.7599 | 6186.8063
2026-01-21 | Wednesday | aFRR+ | 6.54 | 80% | 1255.0464 | 18 | 141.1 | 160.78 | 9168.94 | 20 | yes | 3072.0984 | 4327.1448
2026-01-22 | Thursday | aFRR+ | 6.54 | 80% | 1255.0464 | 32 | 226.76 | 1093.82 | 1604.33 | 20 | yes | 7110.529 | 8365.5754
2026-01-23 | Friday | aFRR+ | 6.54 | 80% | 1255.0464 | 61 | 170.32 | 412.21 | 436.4 | 20 | yes | 5433.9427 | 6688.9891
2026-01-24 | Saturday | aFRR+ | 6.54 | 80% | 1255.0464 | 15 | 181.66 | 325.99 | 2657.19 | 20 | yes | 3988.1879 | 5243.2343
2026-01-25 | Sunday | aFRR+ | 6.54 | 80% | 1255.0464 | 23 | 231.57 | 566.44 | 2579.16 | 20 | yes | 6385.4945 | 7640.5409
2026-01-26 | Monday | aFRR- | 5 | 80% | 960 | 39 | 84.7 | 837.36 | 690 | 20 | yes | 3506.9691 | 4466.9691
2026-01-27 | Tuesday | aFRR+ | 6.54 | 80% | 1255.0464 | 66 | 208.01 | 1479.84 | 324.16 | 20 | yes | 9297.4557 | 10552.5021
2026-01-28 | Wednesday | aFRR+ | 6.54 | 80% | 1255.0464 | 58 | 154.81 | 648.2 | 347.23 | 20 | yes | 4917.784 | 6172.8304
2026-01-29 | Thursday | aFRR+ | 6.54 | 80% | 1255.0464 | 16 | 202 | 765.68 | 1905.55 | 20 | yes | 4616.7384 | 5871.7848
2026-01-30 | Friday | aFRR+ | 6.54 | 80% | 1255.0464 | 32 | 152.51 | 401.58 | 659.38 | 20 | yes | 4183.7836 | 5438.83
2026-01-31 | Saturday | aFRR+ | 6.54 | 80% | 1255.0464 | 23 | 168.71 | 543.89 | 4334.05 | 20 | yes | 4240.7791 | 5495.8255
2026-02-01 | Sunday | aFRR+ | 6.54 | 80% | 1255.0464 | 13 | 181.08 | 588.37 | 1963.3 | 20 | yes | 3802.9753 | 5058.0217
2026-02-02 | Monday | aFRR+ | 6.54 | 80% | 1255.0464 | 36 | 176.31 | 570.51 | 840.81 | 20 | yes | 5381.8568 | 6636.9032
2026-02-03 | Tuesday | aFRR+ | 6.54 | 80% | 1255.0464 | 29 | 158.58 | 450.92 | 1377.52 | 20 | yes | 3990.8869 | 5245.9333
2026-02-04 | Wednesday | aFRR+ | 6.54 | 80% | 1255.0464 | 23 | 134.44 | 180.12 | 578.45 | 20 | yes | 3081.3707 | 4336.4171
2026-02-05 | Thursday | aFRR+ | 6.54 | 80% | 1255.0464 | 21 | 158.28 | 299.73 | 1222.91 | 20 | yes | 3684.245 | 4939.2914
2026-02-06 | Friday | aFRR+ | 6.54 | 80% | 1255.0464 | 50 | 146.89 | 470.77 | 487.72 | 20 | yes | 4264.7315 | 5519.7779
2026-02-07 | Saturday | aFRR+ | 6.54 | 80% | 1255.0464 | 52 | 137.81 | 537.57 | 868.16 | 20 | yes | 4105.5321 | 5360.5785
2026-02-08 | Sunday | aFRR+ | 6.54 | 80% | 1255.0464 | 30 | 113.47 | 142.56 | 784.91 | 20 | yes | 2138.0075 | 3393.0539
2026-02-09 | Monday | aFRR+ | 6.54 | 80% | 1255.0464 | 24 | 204.37 | 680.69 | 3060.74 | 20 | yes | 5808.5627 | 7063.6091
2026-02-10 | Tuesday | aFRR+ | 6.54 | 80% | 1255.0464 | 12 | 162.3 | 324.27 | 2941.05 | 20 | yes | 3374.7482 | 4629.7946
2026-02-11 | Wednesday | aFRR- | 5 | 80% | 960 | 49 | 81.09 | 812.69 | 1792.55 | 20 | yes | 3783.3436 | 4743.3436
2026-02-12 | Thursday | aFRR+ | 6.54 | 80% | 1255.0464 | 37 | 150.15 | 511.02 | 341.42 | 20 | yes | 5442.2384 | 6697.2848
2026-02-13 | Friday | aFRR+ | 6.54 | 80% | 1255.0464 | 71 | 107.7 | 344.64 | 190.62 | 15.25 | no | 2095.7002 | 3350.7466
2026-02-14 | Saturday | aFRR+ | 6.54 | 80% | 1255.0464 | 51 | 129.88 | 825.19 | 388.38 | 20 | yes | 5411.8049 | 6666.8513
2026-02-15 | Sunday | aFRR+ | 6.54 | 80% | 1255.0464 | 17 | 85.32 | 150.52 | 5488.81 | 20 | yes | 1713.3187 | 2968.3651
2026-02-16 | Monday | aFRR- | 5 | 80% | 960 | 10 | 258.14 | 1049.85 | 2149.2 | 20 | yes | 5162.8974 | 6122.8974
2026-02-17 | Tuesday | aFRR+ | 6.54 | 80% | 1255.0464 | 12 | 155.7 | 295.86 | 2390.02 | 20 | yes | 3226.0656 | 4481.112
2026-02-18 | Wednesday | aFRR+ | 6.54 | 80% | 1255.0464 | 10 | 97.01 | 148.91 | 2302.81 | 20 | yes | 1940.2599 | 3195.3063
2026-02-19 | Thursday | aFRR+ | 6.54 | 80% | 1255.0464 | 25 | 124.19 | 205.75 | 418.63 | 20 | yes | 2847.1978 | 4102.2442
2026-02-20 | Friday | aFRR+ | 6.54 | 80% | 1255.0464 | 21 | 180.09 | 666.96 | 529.37 | 20 | yes | 5236.4663 | 6491.5127
2026-02-21 | Saturday | aFRR+ | 6.54 | 80% | 1255.0464 | 23 | 137.37 | 553.76 | 2743.14 | 20 | yes | 3986.0214 | 5241.0678
2026-02-22 | Sunday | aFRR+ | 6.54 | 80% | 1255.0464 | 15 | 124.22 | 273.77 | 999.39 | 20 | yes | 2788.6783 | 4043.7247
2026-02-23 | Monday | aFRR+ | 6.54 | 80% | 1255.0464 | 56 | 80.43 | 145.7 | 129.8 | 10.38 | no | 1084.8897 | 2339.9361
2026-02-24 | Tuesday | aFRR+ | 6.54 | 80% | 1255.0464 | 26 | 107.68 | 154.75 | 1002.6 | 20 | yes | 2296.6142 | 3551.6606
2026-02-25 | Wednesday | aFRR+ | 6.54 | 80% | 1255.0464 | 38 | 97.84 | 224.09 | 422.56 | 20 | yes | 2037.8331 | 3292.8795
2026-02-26 | Thursday | aFRR+ | 6.54 | 80% | 1255.0464 | 21 | 109.11 | 125.77 | 681.57 | 20 | yes | 2453.5844 | 3708.6308
2026-02-27 | Friday | aFRR+ | 6.54 | 80% | 1255.0464 | 26 | 119.76 | 246.04 | 692.2 | 20 | yes | 2792.5993 | 4047.6457
2026-02-28 | Saturday | aFRR- | 5 | 80% | 960 | 47 | 169.66 | 884.94 | 332.84 | 20 | yes | 9907.6776 | 10867.6776
2026-03-01 | Sunday | aFRR- | 5 | 80% | 960 | 60 | 119.44 | 989.77 | 296.81 | 19.48 | no | 8529.2638 | 9489.2638
2026-03-02 | Monday | aFRR- | 5 | 80% | 960 | 42 | 120.31 | 923.67 | 734.83 | 20 | yes | 6467.0842 | 7427.0842
2026-03-03 | Tuesday | aFRR+ | 6.54 | 80% | 1255.0464 | 52 | 114.93 | 237.88 | 176.72 | 13.67 | no | 2395.4152 | 3650.4616
2026-03-04 | Wednesday | aFRR- | 5 | 80% | 960 | 34 | 58.3 | 468.86 | 3855.82 | 20 | yes | 2107.0093 | 3067.0093
2026-03-05 | Thursday | aFRR+ | 6.54 | 80% | 1255.0464 | 47 | 120.76 | 339.84 | 211.65 | 15.31 | no | 2570.1062 | 3825.1526
2026-03-06 | Friday | aFRR+ | 6.54 | 80% | 1255.0464 | 44 | 156.3 | 1067.26 | 1332.24 | 20 | yes | 5493.0726 | 6748.119
2026-03-07 | Saturday | aFRR+ | 6.54 | 80% | 1255.0464 | 29 | 156.41 | 230.1 | 349.16 | 20 | yes | 3640.683 | 4895.7294
2026-03-08 | Sunday | aFRR+ | 6.54 | 80% | 1255.0464 | 36 | 150.61 | 418.6 | 334.92 | 20 | yes | 5355.5993 | 6610.6457
2026-03-09 | Monday | aFRR- | 5 | 80% | 960 | 33 | 108.92 | 944.19 | 6203.28 | 20 | yes | 5317.926 | 6277.926
2026-03-10 | Tuesday | aFRR+ | 6.54 | 80% | 1255.0464 | 25 | 152.32 | 284.23 | 797.31 | 20 | yes | 3507.6525 | 4762.6989
2026-03-11 | Wednesday | aFRR+ | 6.54 | 80% | 1255.0464 | 22 | 144.01 | 233.68 | 813.09 | 20 | yes | 3279.8445 | 4534.8909
2026-03-12 | Thursday | aFRR+ | 6.54 | 80% | 1255.0464 | 34 | 142.33 | 435.53 | 1032.55 | 20 | yes | 3604.7313 | 4859.7777
2026-03-13 | Friday | aFRR+ | 6.54 | 80% | 1255.0464 | 51 | 113.71 | 183.13 | 303.92 | 20 | yes | 2981.6095 | 4236.6559
2026-03-14 | Saturday | aFRR+ | 6.54 | 80% | 1255.0464 | 39 | 152.46 | 826.1 | 2475.31 | 20 | yes | 4769.805 | 6024.8514
2026-03-15 | Sunday | aFRR+ | 6.54 | 80% | 1255.0464 | 13 | 199.7 | 323.67 | 891.31 | 20 | yes | 4205.1404 | 5460.1868
2026-03-16 | Monday | aFRR- | 5 | 80% | 960 | 16 | 97.31 | 409.8 | 1922.54 | 20 | yes | 2684.3464 | 3644.3464
2026-03-17 | Tuesday | aFRR+ | 6.54 | 80% | 1255.0464 | 45 | 148 | 552.44 | 590.05 | 20 | yes | 5462.7517 | 6717.7981
2026-03-18 | Wednesday | aFRR+ | 6.54 | 80% | 1255.0464 | 37 | 192.56 | 907.55 | 979.64 | 20 | yes | 7844.9752 | 9100.0216
2026-03-19 | Thursday | aFRR+ | 6.54 | 80% | 1255.0464 | 13 | 170.11 | 343.94 | 6868.62 | 20 | yes | 3445.504 | 4700.5504
2026-03-20 | Friday | aFRR- | 5 | 80% | 960 | 20 | 117.69 | 445.04 | 1406.54 | 20 | yes | 3894.4402 | 4854.4402
2026-03-21 | Saturday | aFRR+ | 6.54 | 80% | 1255.0464 | 61 | 154.02 | 987.05 | 474.35 | 20 | yes | 7168.7564 | 8423.8028
2026-03-22 | Sunday | aFRR+ | 6.54 | 80% | 1255.0464 | 65 | 105.85 | 155.56 | 296.53 | 16.54 | no | 2288.9107 | 3543.9571
2026-03-23 | Monday | aFRR+ | 6.54 | 80% | 1255.0464 | 59 | 162.09 | 1049.85 | 1092.3 | 20 | yes | 7193.7765 | 8448.8229
2026-03-24 | Tuesday | aFRR+ | 6.54 | 80% | 1255.0464 | 56 | 152.49 | 1033.11 | 1719.29 | 20 | yes | 6959.7312 | 8214.7776
2026-03-25 | Wednesday | aFRR+ | 6.54 | 80% | 1255.0464 | 24 | 217.85 | 878.13 | 345.95 | 20 | yes | 7051.9005 | 8306.9469
2026-03-26 | Thursday | aFRR- | 5 | 80% | 960 | 39 | 130.76 | 1089.27 | 1709.08 | 20 | yes | 7732.919 | 8692.919
2026-03-27 | Friday | aFRR+ | 6.54 | 80% | 1255.0464 | 35 | 130.78 | 206.02 | 1848.83 | 20 | yes | 3008.4805 | 4263.5269
2026-03-28 | Saturday | aFRR+ | 6.54 | 80% | 1255.0464 | 29 | 156.72 | 984.65 | 2448.6 | 20 | yes | 4800.8801 | 6055.9265
2026-03-29 | Sunday | aFRR+ | 6.54 | 80% | 1255.0464 | 51 | 109.85 | 181.5 | 356.69 | 20 | yes | 2677.9843 | 3933.0307
2026-03-30 | Monday | aFRR+ | 6.54 | 80% | 1255.0464 | 17 | 136.56 | 320.13 | 1155.88 | 20 | yes | 3186.3848 | 4441.4312
2026-03-31 | Tuesday | aFRR+ | 6.54 | 80% | 1255.0464 | 35 | 184.78 | 933.46 | 575.51 | 20 | yes | 6452.4478 | 7707.4942
2026-04-01 | Wednesday | aFRR+ | 6.54 | 80% | 1255.0464 | 51 | 134.24 | 445.78 | 267.44 | 19.09 | no | 4201.0452 | 5456.0916
2026-04-02 | Thursday | aFRR+ | 6.54 | 80% | 1255.0464 | 23 | 360.8 | 1049.85 | 3242.83 | 20 | yes | 13096.9585 | 14352.0049
2026-04-03 | Friday | aFRR+ | 6.54 | 80% | 1255.0464 | 65 | 125.11 | 195.01 | 143.59 | 11.47 | no | 1694.583 | 2949.6294
2026-04-04 | Saturday | aFRR+ | 6.54 | 80% | 1255.0464 | 62 | 116.99 | 692.88 | 214.44 | 17.15 | no | 3770.5038 | 5025.5502
2026-04-05 | Sunday | aFRR- | 5 | 80% | 960 | 34 | 69.03 | 612.04 | 5459.5 | 20 | yes | 2445.6263 | 3405.6263
2026-04-06 | Monday | aFRR+ | 6.54 | 80% | 1255.0464 | 44 | 184.31 | 977.07 | 535.47 | 20 | yes | 8854.9221 | 10109.9685
2026-04-07 | Tuesday | aFRR+ | 6.54 | 80% | 1255.0464 | 38 | 145.22 | 757.22 | 788.08 | 20 | yes | 5218.3329 | 6473.3793
2026-04-08 | Wednesday | aFRR+ | 6.54 | 80% | 1255.0464 | 42 | 190.9 | 1049.85 | 1497.71 | 20 | yes | 8283.8002 | 9538.8466
2026-04-09 | Thursday | aFRR+ | 6.54 | 80% | 1255.0464 | 20 | 154.97 | 257.62 | 547.3 | 20 | yes | 3484.398 | 4739.4444
2026-04-10 | Friday | aFRR+ | 6.54 | 80% | 1255.0464 | 56 | 147.22 | 908.09 | 400.63 | 20 | yes | 5763.2606 | 7018.307
2026-04-11 | Saturday | aFRR+ | 6.54 | 80% | 1255.0464 | 16 | 150.7 | 170.95 | 2308.58 | 20 | yes | 3214.4 | 4469.4464
2026-04-12 | Sunday | aFRR- | 5 | 80% | 960 | 46 | 87.55 | 631.15 | 641.47 | 20 | yes | 4051.6882 | 5011.6882
2026-04-13 | Monday | aFRR+ | 6.54 | 80% | 1255.0464 | 39 | 165.07 | 910.69 | 1470.54 | 20 | yes | 4309.0608 | 5564.1072
2026-04-14 | Tuesday | aFRR- | 5 | 80% | 960 | 44 | 63.94 | 402.48 | 4665.31 | 20 | yes | 2261.5002 | 3221.5002
2026-04-15 | Wednesday | aFRR+ | 6.54 | 80% | 1255.0464 | 40 | 167.16 | 702.43 | 345 | 20 | yes | 5244.6112 | 6499.6576
2026-04-16 | Thursday | aFRR- | 5 | 80% | 960 | 11 | 386.31 | 881.41 | 3055.97 | 20 | yes | 8348.4137 | 9308.4137
2026-04-17 | Friday | aFRR+ | 6.54 | 80% | 1255.0464 | 60 | 117.06 | 246.09 | 162.97 | 13.04 | no | 1947.4312 | 3202.4776
2026-04-18 | Saturday | aFRR+ | 6.54 | 80% | 1255.0464 | 26 | 224.37 | 1024.19 | 1884.92 | 20 | yes | 7386.9357 | 8641.9821
2026-04-19 | Sunday | aFRR+ | 6.54 | 80% | 1255.0464 | 55 | 99.25 | 156.66 | 114.63 | 9.17 | no | 1218.703 | 2473.7494
2026-04-20 | Monday | aFRR+ | 6.54 | 80% | 1255.0464 | 44 | 163.26 | 628.89 | 357.32 | 20 | yes | 6135.8126 | 7390.859
2026-04-21 | Tuesday | aFRR- | 5 | 80% | 960 | 17 | 181.56 | 1000.22 | 1494.55 | 20 | yes | 5524.2019 | 6484.2019
2026-04-22 | Wednesday | aFRR+ | 6.54 | 80% | 1255.0464 | 51 | 130.67 | 297.62 | 1439.49 | 20 | yes | 2983.4684 | 4238.5148
2026-04-23 | Thursday | aFRR+ | 6.54 | 80% | 1255.0464 | 50 | 169.39 | 1022.12 | 1224.53 | 20 | yes | 6140.4286 | 7395.475
2026-04-24 | Friday | aFRR+ | 6.54 | 80% | 1255.0464 | 10 | 156.35 | 162.84 | 1654.76 | 20 | yes | 3127.0854 | 4382.1318
2026-04-25 | Saturday | aFRR+ | 6.54 | 80% | 1255.0464 | 62 | 128.83 | 691.04 | 271.62 | 20 | yes | 4758.0576 | 6013.104
2026-04-26 | Sunday | aFRR+ | 6.54 | 80% | 1255.0464 | 39 | 139.87 | 749.8 | 851.46 | 20 | yes | 4333.2262 | 5588.2726
2026-04-27 | Monday | aFRR+ | 6.54 | 80% | 1255.0464 | 40 | 128.47 | 399.38 | 311.92 | 20 | yes | 3948.7105 | 5203.7569
2026-04-28 | Tuesday | aFRR+ | 6.54 | 80% | 1255.0464 | 54 | 120.35 | 373.03 | 199.56 | 15.28 | no | 3013.7776 | 4268.824
2026-04-29 | Wednesday | aFRR+ | 6.54 | 80% | 1255.0464 | 51 | 145.56 | 619.39 | 244.85 | 18.65 | no | 4541.2416 | 5796.288
2026-04-30 | Thursday | aFRR+ | 6.54 | 80% | 1255.0464 | 29 | 188.7 | 903.53 | 2415.94 | 20 | yes | 5121.4224 | 6376.4688
2026-05-01 | Friday | aFRR+ | 6.54 | 80% | 1255.0464 | 10 | 279.69 | 519.23 | 2131.22 | 20 | yes | 5593.8363 | 6848.8827
TOTAL | 366 days | — |  |  | 448725.312 | 14328 |  |  | 409382.18 | 6991.03 | 311 days | 2006955.9832 | 2455681.2952

## Scenario_C_Mature
Date | Weekday | Selected | Recommended bid (€/MW/h) | Acceptance rate | Capacity revenue (€) | Slots activated (#/96) | Avg activation price (€/MWh) | Max activation price (€/MWh) | Market activations (MWh) | Captured energy (MWh) | Battery cap binding | Activation revenue (€) | Daily revenue (€)
2025-05-01 | Thursday | aFRR+ | 5.23 | 80% | 1004.0371 | 29 | 305.12 | 901.73 | 1445.31 | 20 | yes | 9774.6948 | 10778.7319
2025-05-02 | Friday | aFRR- | 5 | 80% | 960 | 67 | 78.78 | 789.07 | 586.94 | 20 | yes | 4583.1799 | 5543.1799
2025-05-03 | Saturday | aFRR- | 5 | 80% | 960 | 36 | 123.64 | 728.47 | 945.12 | 20 | yes | 5760.6902 | 6720.6902
2025-05-04 | Sunday | aFRR- | 5 | 80% | 960 | 29 | 114.01 | 587.23 | 810.3 | 20 | yes | 3884.3721 | 4844.3721
2025-05-05 | Monday | aFRR+ | 5.23 | 80% | 1004.0371 | 55 | 162.45 | 779.87 | 529.04 | 20 | yes | 5992.4226 | 6996.4597
2025-05-06 | Tuesday | aFRR- | 5 | 80% | 960 | 61 | 240.11 | 2963.74 | 501.09 | 20 | yes | 5640.9525 | 6600.9525
2025-05-07 | Wednesday | aFRR- | 5 | 80% | 960 | 41 | 134.74 | 874.61 | 807.9 | 20 | yes | 7210.9426 | 8170.9426
2025-05-08 | Thursday | aFRR+ | 5.23 | 80% | 1004.0371 | 75 | 144.67 | 600.64 | 425.64 | 17.03 | no | 5205.5365 | 6209.5736
2025-05-09 | Friday | aFRR+ | 5.23 | 80% | 1004.0371 | 58 | 169.09 | 858.06 | 538.18 | 20 | yes | 7459.8891 | 8463.9262
2025-05-10 | Saturday | aFRR- | 5 | 80% | 960 | 50 | 105.42 | 864 | 611.61 | 20 | yes | 5852.9266 | 6812.9266
2025-05-11 | Sunday | aFRR+ | 5.23 | 80% | 1004.0371 | 68 | 128.58 | 688.84 | 340.75 | 13.63 | no | 4678.4787 | 5682.5158
2025-05-12 | Monday | aFRR+ | 5.23 | 80% | 1004.0371 | 27 | 338.75 | 1122.71 | 1008.35 | 20 | yes | 11611.9593 | 12615.9965
2025-05-13 | Tuesday | aFRR+ | 5.23 | 80% | 1004.0371 | 66 | 125.19 | 812.93 | 405.52 | 15.89 | no | 4388.7469 | 5392.784
2025-05-14 | Wednesday | aFRR+ | 5.23 | 80% | 1004.0371 | 68 | 128.75 | 675.96 | 403.59 | 16 | no | 4851.2676 | 5855.3047
2025-05-15 | Thursday | aFRR+ | 5.23 | 80% | 1004.0371 | 68 | 148.93 | 765.65 | 488.73 | 19.55 | no | 6228.0966 | 7232.1337
2025-05-16 | Friday | aFRR+ | 5.23 | 80% | 1004.0371 | 42 | 191.71 | 779.87 | 1297.95 | 20 | yes | 7468.7669 | 8472.804
2025-05-17 | Saturday | aFRR+ | 5.23 | 80% | 1004.0371 | 37 | 267.39 | 910.13 | 1302 | 20 | yes | 11999.9212 | 13003.9584
2025-05-18 | Sunday | aFRR+ | 5.23 | 80% | 1004.0371 | 40 | 237.59 | 1167.97 | 985.3 | 20 | yes | 10160.1603 | 11164.1974
2025-05-19 | Monday | aFRR+ | 5.23 | 80% | 1004.0371 | 59 | 201.94 | 910.13 | 655.32 | 20 | yes | 9760.6669 | 10764.704
2025-05-20 | Tuesday | aFRR+ | 5.23 | 80% | 1004.0371 | 67 | 164.7 | 850.94 | 794.15 | 20 | yes | 6940.4335 | 7944.4706
2025-05-21 | Wednesday | aFRR- | 5 | 80% | 960 | 44 | 47.35 | 291.57 | 824.73 | 20 | yes | 1289.0404 | 2249.0404
2025-05-22 | Thursday | aFRR+ | 5.23 | 80% | 1004.0371 | 32 | 304.6 | 892.77 | 1126.63 | 20 | yes | 11010.3371 | 12014.3742
2025-05-23 | Friday | aFRR- | 5 | 80% | 960 | 82 | 55.61 | 410.61 | 523.45 | 20 | yes | 2366.32 | 3326.32
2025-05-24 | Saturday | aFRR+ | 5.23 | 80% | 1004.0371 | 40 | 250.15 | 910.13 | 739.91 | 20 | yes | 10955.3679 | 11959.405
2025-05-25 | Sunday | aFRR+ | 5.23 | 80% | 1004.0371 | 55 | 170.56 | 779.87 | 572.6 | 20 | yes | 9051.2522 | 10055.2893
2025-05-26 | Monday | aFRR+ | 5.23 | 80% | 1004.0371 | 52 | 197.78 | 768.77 | 931.3 | 20 | yes | 7611.5394 | 8615.5765
2025-05-27 | Tuesday | aFRR+ | 5.23 | 80% | 1004.0371 | 65 | 156.27 | 779.87 | 676.97 | 20 | yes | 7506.62 | 8510.6571
2025-05-28 | Wednesday | aFRR+ | 5.23 | 80% | 1004.0371 | 62 | 112.67 | 723.93 | 198.57 | 7.94 | no | 2203.8064 | 3207.8435
2025-05-29 | Thursday | aFRR+ | 5.23 | 80% | 1004.0371 | 78 | 130.01 | 772 | 413.65 | 16.55 | no | 4712.9342 | 5716.9713
2025-05-30 | Friday | aFRR- | 5 | 80% | 960 | 37 | 96.55 | 584.87 | 889.92 | 20 | yes | 4700.1054 | 5660.1054
2025-05-31 | Saturday | aFRR+ | 5.23 | 80% | 1004.0371 | 54 | 147.07 | 731.27 | 642.66 | 20 | yes | 5510.83 | 6514.8672
2025-06-01 | Sunday | aFRR- | 5 | 80% | 960 | 28 | 109.98 | 584.87 | 1059.87 | 20 | yes | 4241.9968 | 5201.9968
2025-06-02 | Monday | aFRR- | 5 | 80% | 960 | 47 | 70.69 | 463.24 | 987.11 | 20 | yes | 2652.2245 | 3612.2245
2025-06-03 | Tuesday | aFRR- | 5 | 80% | 960 | 56 | 107.01 | 571.9 | 861.3 | 20 | yes | 5511.8638 | 6471.8638
2025-06-04 | Wednesday | aFRR+ | 5.23 | 80% | 1004.0371 | 76 | 132.67 | 673.44 | 358.94 | 14.36 | no | 4473.1849 | 5477.222
2025-06-05 | Thursday | aFRR+ | 5.23 | 80% | 1004.0371 | 68 | 133.03 | 779.87 | 370.81 | 14.74 | no | 4903.212 | 5907.2491
2025-06-06 | Friday | aFRR+ | 5.23 | 80% | 1004.0371 | 59 | 178.7 | 910.13 | 503.26 | 19.55 | no | 10785.319 | 11789.3561
2025-06-07 | Saturday | aFRR+ | 5.23 | 80% | 1004.0371 | 66 | 113.66 | 825.88 | 219.11 | 8.76 | no | 3923.2556 | 4927.2927
2025-06-08 | Sunday | aFRR- | 5 | 80% | 960 | 44 | 86.55 | 587.44 | 930.08 | 20 | yes | 4012.6474 | 4972.6474
2025-06-09 | Monday | aFRR+ | 5.23 | 80% | 1004.0371 | 49 | 117.22 | 740.89 | 276.8 | 11.07 | no | 3533.6711 | 4537.7083
2025-06-10 | Tuesday | aFRR+ | 5.23 | 80% | 1004.0371 | 50 | 207.78 | 900.98 | 855.12 | 20 | yes | 10035.6611 | 11039.6982
2025-06-11 | Wednesday | aFRR+ | 5.23 | 80% | 1004.0371 | 71 | 156.79 | 892.39 | 471.57 | 18.44 | no | 9061.8622 | 10065.8993
2025-06-12 | Thursday | aFRR+ | 5.23 | 80% | 1004.0371 | 65 | 201.64 | 867.65 | 587.67 | 20 | yes | 10411.139 | 11415.1761
2025-06-13 | Friday | aFRR+ | 5.23 | 80% | 1004.0371 | 63 | 124.29 | 741.71 | 381.35 | 15.25 | no | 3856.9801 | 4861.0173
2025-06-14 | Saturday | aFRR+ | 5.23 | 80% | 1004.0371 | 74 | 94.23 | 618.34 | 322.15 | 12.89 | no | 2077.2946 | 3081.3317
2025-06-15 | Sunday | aFRR- | 5 | 80% | 960 | 58 | 97.79 | 800.68 | 852.38 | 20 | yes | 6714.115 | 7674.115
2025-06-16 | Monday | aFRR+ | 5.23 | 80% | 1004.0371 | 57 | 97.44 | 534.53 | 231.59 | 9.26 | no | 1792.6756 | 2796.7127
2025-06-17 | Tuesday | aFRR+ | 5.23 | 80% | 1004.0371 | 63 | 114.55 | 843.73 | 516.66 | 20 | yes | 4288.2528 | 5292.2899
2025-06-18 | Wednesday | aFRR+ | 5.23 | 80% | 1004.0371 | 65 | 124.47 | 743.23 | 718.63 | 20 | yes | 5106.8149 | 6110.8521
2025-06-19 | Thursday | aFRR+ | 5.23 | 80% | 1004.0371 | 82 | 107.04 | 671.8 | 413.88 | 16.56 | no | 3939.7692 | 4943.8063
2025-06-20 | Friday | aFRR- | 5 | 80% | 960 | 41 | 126.85 | 700.65 | 1016.44 | 20 | yes | 5347.1178 | 6307.1178
2025-06-21 | Saturday | aFRR- | 5 | 80% | 960 | 42 | 153.16 | 910.13 | 780.14 | 20 | yes | 7241.1873 | 8201.1873
2025-06-22 | Sunday | aFRR- | 5 | 80% | 960 | 63 | 90.34 | 910.13 | 527.9 | 20 | yes | 6391.3227 | 7351.3227
2025-06-23 | Monday | aFRR+ | 5.23 | 80% | 1004.0371 | 55 | 114.64 | 610.83 | 610.53 | 20 | yes | 3900.9148 | 4904.9519
2025-06-24 | Tuesday | aFRR+ | 5.23 | 80% | 1004.0371 | 60 | 88.96 | 218.34 | 190.43 | 7.62 | no | 1038.235 | 2042.2721
2025-06-25 | Wednesday | aFRR+ | 5.23 | 80% | 1004.0371 | 63 | 97.03 | 364.04 | 617.72 | 20 | yes | 2826.3649 | 3830.402
2025-06-26 | Thursday | aFRR+ | 5.23 | 80% | 1004.0371 | 45 | 161.64 | 654.77 | 1622.16 | 20 | yes | 6208.3534 | 7212.3905
2025-06-27 | Friday | aFRR+ | 5.23 | 80% | 1004.0371 | 61 | 134.31 | 829.75 | 673 | 20 | yes | 6449.5284 | 7453.5656
2025-06-28 | Saturday | aFRR+ | 5.23 | 80% | 1004.0371 | 60 | 215.47 | 779.92 | 605.95 | 20 | yes | 9454.851 | 10458.8881
2025-06-29 | Sunday | aFRR- | 5 | 80% | 960 | 40 | 241.17 | 735.83 | 835.55 | 20 | yes | 8780.6022 | 9740.6022
2025-06-30 | Monday | aFRR+ | 5.23 | 80% | 1004.0371 | 57 | 206.29 | 769.71 | 593.28 | 20 | yes | 8228.2177 | 9232.2548
2025-07-01 | Tuesday | aFRR- | 5 | 80% | 960 | 42 | 136.47 | 866.44 | 1090.24 | 20 | yes | 7377.2442 | 8337.2442
2025-07-02 | Wednesday | aFRR- | 5 | 80% | 960 | 34 | 126.85 | 822.69 | 1475.9 | 20 | yes | 6473.4438 | 7433.4438
2025-07-03 | Thursday | aFRR+ | 5.23 | 80% | 1004.0371 | 82 | 121.07 | 796.28 | 370.67 | 14.83 | no | 4142.225 | 5146.2621
2025-07-04 | Friday | aFRR+ | 5.23 | 80% | 1004.0371 | 85 | 119.85 | 838.76 | 554.44 | 20 | yes | 6357.8809 | 7361.918
2025-07-05 | Saturday | aFRR- | 5 | 80% | 960 | 68 | 67.9 | 641.12 | 846.14 | 20 | yes | 3069.5712 | 4029.5712
2025-07-06 | Sunday | aFRR+ | 5.23 | 80% | 1004.0371 | 68 | 203.06 | 844.99 | 454.68 | 18.19 | no | 9973.9399 | 10977.977
2025-07-07 | Monday | aFRR+ | 5.23 | 80% | 1004.0371 | 78 | 132.54 | 633.45 | 387.75 | 15.51 | no | 3671.6673 | 4675.7044
2025-07-08 | Tuesday | aFRR+ | 5.23 | 80% | 1004.0371 | 69 | 200.04 | 849.28 | 829.92 | 20 | yes | 9622.3817 | 10626.4188
2025-07-09 | Wednesday | aFRR+ | 5.23 | 80% | 1004.0371 | 38 | 323.22 | 845 | 720.07 | 20 | yes | 11866.1291 | 12870.1662
2025-07-10 | Thursday | aFRR- | 5 | 80% | 960 | 35 | 79.23 | 395.32 | 1255.45 | 20 | yes | 2903.7131 | 3863.7131
2025-07-11 | Friday | aFRR- | 5 | 80% | 960 | 65 | 38.82 | 390.37 | 910.88 | 20 | yes | 981.0078 | 1941.0078
2025-07-12 | Saturday | aFRR- | 5 | 80% | 960 | 71 | 81.27 | 768.62 | 570.86 | 20 | yes | 4381.2124 | 5341.2124
2025-07-13 | Sunday | aFRR- | 5 | 80% | 960 | 83 | 48.91 | 327.38 | 708 | 20 | yes | 1199.5014 | 2159.5014
2025-07-14 | Monday | aFRR+ | 5.23 | 80% | 1004.0371 | 65 | 155.28 | 885.04 | 351.67 | 14.05 | no | 7494.1461 | 8498.1832
2025-07-15 | Tuesday | aFRR- | 5 | 80% | 960 | 93 | 41.19 | 536.99 | 493.35 | 19.73 | no | 1713.2153 | 2673.2153
2025-07-16 | Wednesday | aFRR+ | 5.23 | 80% | 1004.0371 | 72 | 151.92 | 716.8 | 436.49 | 17.46 | no | 5338.837 | 6342.8741
2025-07-17 | Thursday | aFRR+ | 5.23 | 80% | 1004.0371 | 54 | 221.13 | 888.52 | 616.51 | 20 | yes | 10221.5998 | 11225.6369
2025-07-18 | Friday | aFRR- | 5 | 80% | 960 | 42 | 135.73 | 696.29 | 1565.07 | 20 | yes | 6880.0772 | 7840.0772
2025-07-19 | Saturday | aFRR+ | 5.23 | 80% | 1004.0371 | 87 | 159.57 | 836.82 | 459.01 | 18.36 | no | 6718.4477 | 7722.4848
2025-07-20 | Sunday | aFRR- | 5 | 80% | 960 | 58 | 183.36 | 789.13 | 645.7 | 20 | yes | 9194.8485 | 10154.8485
2025-07-21 | Monday | aFRR+ | 5.23 | 80% | 1004.0371 | 58 | 131.51 | 844.93 | 215.21 | 8.61 | no | 3982.7516 | 4986.7887
2025-07-22 | Tuesday | aFRR+ | 5.23 | 80% | 1004.0371 | 26 | 306.97 | 910.13 | 671.87 | 20 | yes | 11992.8672 | 12996.9043
2025-07-23 | Wednesday | aFRR+ | 5.23 | 80% | 1004.0371 | 56 | 222.6 | 883.36 | 526.11 | 20 | yes | 10402.1073 | 11406.1444
2025-07-24 | Thursday | aFRR+ | 5.23 | 80% | 1004.0371 | 76 | 169.19 | 909.59 | 711.03 | 20 | yes | 8634.3146 | 9638.3518
2025-07-25 | Friday | aFRR+ | 5.23 | 80% | 1004.0371 | 74 | 140.14 | 812.99 | 965.35 | 20 | yes | 5799.7152 | 6803.7523
2025-07-26 | Saturday | aFRR+ | 5.23 | 80% | 1004.0371 | 71 | 159.36 | 845 | 471.18 | 18.8 | no | 7007.638 | 8011.6751
2025-07-27 | Sunday | aFRR+ | 5.23 | 80% | 1004.0371 | 81 | 156.15 | 910.13 | 549.14 | 20 | yes | 10036.3234 | 11040.3605
2025-07-28 | Monday | aFRR+ | 5.23 | 80% | 1004.0371 | 61 | 197.26 | 851.58 | 690.74 | 20 | yes | 7848.5755 | 8852.6126
2025-07-29 | Tuesday | aFRR+ | 5.23 | 80% | 1004.0371 | 48 | 152.37 | 752.13 | 754.38 | 20 | yes | 6479.5011 | 7483.5382
2025-07-30 | Wednesday | aFRR+ | 5.23 | 80% | 1004.0371 | 66 | 160.51 | 844.99 | 535.59 | 20 | yes | 9026.6214 | 10030.6585
2025-07-31 | Thursday | aFRR+ | 5.23 | 80% | 1004.0371 | 74 | 139.6 | 861.66 | 453.59 | 17.87 | no | 5771.1428 | 6775.1799
2025-08-01 | Friday | aFRR+ | 5.23 | 80% | 1004.0371 | 66 | 114.22 | 696.18 | 238.35 | 9.53 | no | 2713.779 | 3717.8161
2025-08-02 | Saturday | aFRR+ | 5.23 | 80% | 1004.0371 | 81 | 132.52 | 897 | 526.7 | 20 | yes | 7155.9982 | 8160.0353
2025-08-03 | Sunday | aFRR+ | 5.23 | 80% | 1004.0371 | 72 | 135.85 | 830.83 | 399.36 | 15.97 | no | 4945.268 | 5949.3051
2025-08-04 | Monday | aFRR+ | 5.23 | 80% | 1004.0371 | 65 | 109.14 | 842.89 | 338.01 | 13.52 | no | 3911.757 | 4915.7941
2025-08-05 | Tuesday | aFRR+ | 5.23 | 80% | 1004.0371 | 53 | 124.31 | 864.41 | 373.63 | 14.95 | no | 4420.1032 | 5424.1403
2025-08-06 | Wednesday | aFRR- | 5 | 80% | 960 | 49 | 180 | 857.93 | 829.22 | 20 | yes | 7928.3903 | 8888.3903
2025-08-07 | Thursday | aFRR+ | 5.23 | 80% | 1004.0371 | 63 | 181.41 | 879.98 | 535.36 | 19.88 | no | 11057.1745 | 12061.2116
2025-08-08 | Friday | aFRR+ | 5.23 | 80% | 1004.0371 | 62 | 128.93 | 894.9 | 295.25 | 11.81 | no | 4986.7919 | 5990.8291
2025-08-09 | Saturday | aFRR- | 5 | 80% | 960 | 79 | 65.15 | 566.86 | 260.45 | 10.42 | no | 1588.6059 | 2548.6059
2025-08-10 | Sunday | aFRR+ | 5.23 | 80% | 1004.0371 | 58 | 172.62 | 907.52 | 560.16 | 20 | yes | 10131.0615 | 11135.0986
2025-08-11 | Monday | aFRR- | 5 | 80% | 960 | 52 | 132.29 | 649.94 | 1060.96 | 20 | yes | 6098.6855 | 7058.6855
2025-08-12 | Tuesday | aFRR+ | 5.23 | 80% | 1004.0371 | 44 | 152.78 | 717.27 | 286.82 | 11.47 | no | 4883.6832 | 5887.7203
2025-08-13 | Wednesday | aFRR+ | 5.23 | 80% | 1004.0371 | 54 | 212.47 | 910.13 | 644.62 | 20 | yes | 12034.5341 | 13038.5712
2025-08-14 | Thursday | aFRR+ | 5.23 | 80% | 1004.0371 | 62 | 140.98 | 850.92 | 647.85 | 20 | yes | 6379.2569 | 7383.294
2025-08-15 | Friday | aFRR- | 5 | 80% | 960 | 82 | 53.03 | 604.83 | 789.4 | 20 | yes | 2106.6882 | 3066.6882
2025-08-16 | Saturday | aFRR+ | 5.23 | 80% | 1004.0371 | 64 | 136.81 | 824.84 | 408.87 | 16.35 | no | 6631.7605 | 7635.7976
2025-08-17 | Sunday | aFRR+ | 5.23 | 80% | 1004.0371 | 60 | 91 | 741.23 | 127.97 | 5.12 | no | 1685.9432 | 2689.9803
2025-08-18 | Monday | aFRR- | 5 | 80% | 960 | 47 | 110.78 | 859.64 | 1053.42 | 20 | yes | 7045.0815 | 8005.0815
2025-08-19 | Tuesday | aFRR- | 5 | 80% | 960 | 75 | 84.77 | 647.18 | 520.73 | 20 | yes | 5677.1153 | 6637.1153
2025-08-20 | Wednesday | aFRR- | 5 | 80% | 960 | 65 | 113.34 | 636.6 | 818.98 | 20 | yes | 5790.048 | 6750.048
2025-08-21 | Thursday | aFRR+ | 5.23 | 80% | 1004.0371 | 73 | 118.23 | 746.65 | 550.85 | 20 | yes | 4337.9183 | 5341.9554
2025-08-22 | Friday | aFRR- | 5 | 80% | 960 | 50 | 93.04 | 597.38 | 1054.46 | 20 | yes | 4585.1697 | 5545.1697
2025-08-23 | Saturday | aFRR- | 5 | 80% | 960 | 63 | 126.03 | 649.87 | 985.73 | 20 | yes | 7467.8295 | 8427.8295
2025-08-24 | Sunday | aFRR- | 5 | 80% | 960 | 50 | 73.2 | 615.19 | 1526.35 | 20 | yes | 3373.5281 | 4333.5281
2025-08-25 | Monday | aFRR- | 5 | 80% | 960 | 51 | 98.06 | 901.06 | 1130.28 | 20 | yes | 5055.9431 | 6015.9431
2025-08-26 | Tuesday | aFRR- | 5 | 80% | 960 | 42 | 112.24 | 686.57 | 1272.93 | 20 | yes | 5314.5417 | 6274.5417
2025-08-27 | Wednesday | aFRR+ | 5.23 | 80% | 1004.0371 | 56 | 98.68 | 515.87 | 201.55 | 8.06 | no | 1284.8348 | 2288.872
2025-08-28 | Thursday | aFRR+ | 5.23 | 80% | 1004.0371 | 58 | 129 | 675.01 | 262.94 | 10.52 | no | 3728.7055 | 4732.7426
2025-08-29 | Friday | aFRR- | 5 | 80% | 960 | 36 | 52.8 | 327.46 | 1139.73 | 20 | yes | 1954.8445 | 2914.8445
2025-08-30 | Saturday | aFRR+ | 5.23 | 80% | 1004.0371 | 74 | 134.38 | 632.45 | 509.55 | 20 | yes | 4474.4084 | 5478.4455
2025-08-31 | Sunday | aFRR- | 5 | 80% | 960 | 72 | 69.78 | 650 | 719.6 | 20 | yes | 5567.9451 | 6527.9451
2025-09-01 | Monday | aFRR+ | 5.23 | 80% | 1004.0371 | 71 | 115.96 | 800.07 | 306.51 | 12.26 | no | 3593.5259 | 4597.563
2025-09-02 | Tuesday | aFRR+ | 5.23 | 80% | 1004.0371 | 72 | 158.38 | 904.89 | 592.52 | 20 | yes | 8923.3153 | 9927.3524
2025-09-03 | Wednesday | aFRR+ | 5.23 | 80% | 1004.0371 | 51 | 179.52 | 838.61 | 1014.73 | 20 | yes | 7374.9254 | 8378.9625
2025-09-04 | Thursday | aFRR- | 5 | 80% | 960 | 39 | 120.97 | 649.87 | 1211.45 | 20 | yes | 6154.8444 | 7114.8444
2025-09-05 | Friday | aFRR+ | 5.23 | 80% | 1004.0371 | 71 | 98.39 | 623.33 | 212.28 | 8.49 | no | 1533.094 | 2537.1311
2025-09-06 | Saturday | aFRR+ | 5.23 | 80% | 1004.0371 | 61 | 166.29 | 886.72 | 416.98 | 16.68 | no | 7106.1538 | 8110.1909
2025-09-07 | Sunday | aFRR+ | 5.23 | 80% | 1004.0371 | 55 | 101.05 | 453.92 | 248.03 | 9.92 | no | 1944.0216 | 2948.0588
2025-09-08 | Monday | aFRR- | 5 | 80% | 960 | 61 | 52.69 | 397.17 | 786.73 | 20 | yes | 2473.6597 | 3433.6597
2025-09-09 | Tuesday | aFRR+ | 5.23 | 80% | 1004.0371 | 73 | 143.64 | 782.38 | 463.01 | 18.2 | no | 7661.2834 | 8665.3205
2025-09-10 | Wednesday | aFRR+ | 5.23 | 80% | 1004.0371 | 62 | 149.03 | 844.94 | 578.34 | 20 | yes | 7016.949 | 8020.9861
2025-09-11 | Thursday | aFRR- | 5 | 80% | 960 | 36 | 80 | 624.8 | 688.41 | 20 | yes | 3894.3674 | 4854.3674
2025-09-12 | Friday | aFRR+ | 5.23 | 80% | 1004.0371 | 73 | 117.68 | 615.73 | 670.45 | 20 | yes | 4386.8895 | 5390.9266
2025-09-13 | Saturday | aFRR- | 5 | 80% | 960 | 42 | 138.96 | 650 | 873.28 | 20 | yes | 7405.7463 | 8365.7463
2025-09-14 | Sunday | aFRR- | 5 | 80% | 960 | 69 | 79.61 | 542.23 | 624.88 | 20 | yes | 3340.2951 | 4300.2951
2025-09-15 | Monday | aFRR+ | 5.23 | 80% | 1004.0371 | 49 | 133.58 | 868.31 | 430.14 | 16.14 | no | 5422.1342 | 6426.1713
2025-09-16 | Tuesday | aFRR+ | 5.23 | 80% | 1004.0371 | 62 | 106.21 | 496.4 | 743 | 20 | yes | 3281.4766 | 4285.5137
2025-09-17 | Wednesday | aFRR+ | 5.23 | 80% | 1004.0371 | 60 | 141.61 | 910.09 | 656.94 | 20 | yes | 7871.9314 | 8875.9685
2025-09-18 | Thursday | aFRR- | 5 | 80% | 960 | 35 | 65.05 | 779.93 | 1979.18 | 20 | yes | 1931.1574 | 2891.1574
2025-09-19 | Friday | aFRR+ | 5.23 | 80% | 1004.0371 | 57 | 128.79 | 801.23 | 522.41 | 20 | yes | 5648.7159 | 6652.753
2025-09-20 | Saturday | aFRR+ | 5.23 | 80% | 1004.0371 | 68 | 174.86 | 910.13 | 493.1 | 19.38 | no | 10510.4996 | 11514.5368
2025-09-21 | Sunday | aFRR- | 5 | 80% | 960 | 47 | 108.62 | 800.12 | 993.83 | 20 | yes | 6075.7739 | 7035.7739
2025-09-22 | Monday | aFRR+ | 5.23 | 80% | 1004.0371 | 54 | 140.2 | 910.01 | 309.99 | 12.4 | no | 4928.4749 | 5932.5121
2025-09-23 | Tuesday | aFRR+ | 5.23 | 80% | 1004.0371 | 69 | 125.41 | 809.03 | 575.06 | 20 | yes | 5370.5862 | 6374.6233
2025-09-24 | Wednesday | aFRR+ | 5.23 | 80% | 1004.0371 | 66 | 123.02 | 503.23 | 562.12 | 20 | yes | 4197.5162 | 5201.5533
2025-09-25 | Thursday | aFRR+ | 5.23 | 80% | 1004.0371 | 41 | 156.06 | 817.87 | 985.8 | 20 | yes | 6829.6569 | 7833.694
2025-09-26 | Friday | aFRR+ | 5.23 | 80% | 1004.0371 | 29 | 160.88 | 636.91 | 874.8 | 20 | yes | 4400.686 | 5404.7232
2025-09-27 | Saturday | aFRR+ | 5.23 | 80% | 1004.0371 | 71 | 133.08 | 875.84 | 331.19 | 13.25 | no | 4346.9405 | 5350.9776
2025-09-28 | Sunday | aFRR- | 5 | 80% | 960 | 54 | 71.52 | 708.92 | 953.34 | 20 | yes | 3431.8061 | 4391.8061
2025-09-29 | Monday | aFRR+ | 5.23 | 80% | 1004.0371 | 50 | 189.29 | 886.97 | 668.69 | 20 | yes | 8770.1029 | 9774.1401
2025-09-30 | Tuesday | aFRR+ | 5.23 | 80% | 1004.0371 | 49 | 187.87 | 870.92 | 970 | 20 | yes | 7707.334 | 8711.3711
2025-10-01 | Wednesday | aFRR+ | 5.23 | 80% | 1004.0371 | 62 | 88 | 150.23 | 107.41 | 4.3 | no | 469.9305 | 1473.9676
2025-10-02 | Thursday | aFRR+ | 5.23 | 80% | 1004.0371 | 41 | 168.59 | 896.72 | 935.33 | 20 | yes | 6355.3316 | 7359.3687
2025-10-03 | Friday | aFRR+ | 5.23 | 80% | 1004.0371 | 67 | 128.44 | 749.56 | 628.05 | 20 | yes | 3380.0203 | 4384.0574
2025-10-04 | Saturday | aFRR+ | 5.23 | 80% | 1004.0371 | 10 | 163.86 | 356.08 | 2963.32 | 20 | yes | 3277.2823 | 4281.3194
2025-10-05 | Sunday | aFRR+ | 5.23 | 80% | 1004.0371 | 72 | 86.13 | 229.74 | 488.43 | 19.53 | no | 2198.2137 | 3202.2509
2025-10-06 | Monday | aFRR+ | 5.23 | 80% | 1004.0371 | 26 | 257.78 | 910 | 5951.57 | 20 | yes | 9785.0277 | 10789.0648
2025-10-07 | Tuesday | aFRR+ | 5.23 | 80% | 1004.0371 | 16 | 723.83 | 883.81 | 2571.86 | 20 | yes | 15373.0136 | 16377.0507
2025-10-08 | Wednesday | aFRR+ | 5.23 | 80% | 1004.0371 | 13 | 372.1 | 897.52 | 6565.86 | 20 | yes | 8507.9987 | 9512.0358
2025-10-09 | Thursday | aFRR+ | 5.23 | 80% | 1004.0371 | 24 | 146.63 | 600.43 | 1106.66 | 20 | yes | 4057.2178 | 5061.2549
2025-10-10 | Friday | aFRR+ | 5.23 | 80% | 1004.0371 | 64 | 119.07 | 594.87 | 1205.26 | 20 | yes | 3807.3807 | 4811.4178
2025-10-11 | Saturday | aFRR+ | 5.23 | 80% | 1004.0371 | 33 | 116.07 | 336.98 | 1409.28 | 20 | yes | 2407.3053 | 3411.3424
2025-10-12 | Sunday | aFRR+ | 5.23 | 80% | 1004.0371 | 43 | 158.16 | 910.13 | 1031.64 | 20 | yes | 7661.4514 | 8665.4886
2025-10-13 | Monday | aFRR+ | 5.23 | 80% | 1004.0371 | 41 | 153.19 | 839.62 | 903.07 | 20 | yes | 5540.9122 | 6544.9494
2025-10-14 | Tuesday | aFRR- | 5 | 80% | 960 | 44 | 71.32 | 621.69 | 1213.42 | 20 | yes | 3197.7565 | 4157.7565
2025-10-15 | Wednesday | aFRR+ | 5.23 | 80% | 1004.0371 | 31 | 139.44 | 273.44 | 1472.43 | 20 | yes | 4257.9074 | 5261.9445
2025-10-16 | Thursday | aFRR+ | 5.23 | 80% | 1004.0371 | 35 | 141.32 | 430.43 | 3174.88 | 20 | yes | 4066.5072 | 5070.5443
2025-10-17 | Friday | aFRR+ | 5.23 | 80% | 1004.0371 | 32 | 122.67 | 260.96 | 1948.91 | 20 | yes | 3294.466 | 4298.5031
2025-10-18 | Saturday | aFRR+ | 5.23 | 80% | 1004.0371 | 40 | 168.48 | 910.13 | 2801.56 | 20 | yes | 7497.8065 | 8501.8436
2025-10-19 | Sunday | aFRR- | 5 | 80% | 960 | 40 | 43.87 | 87.8 | 2287.41 | 20 | yes | 706.4635 | 1666.4635
2025-10-20 | Monday | aFRR+ | 5.23 | 80% | 1004.0371 | 30 | 228.52 | 728.21 | 1155.07 | 20 | yes | 7809.5866 | 8813.6237
2025-10-21 | Tuesday | aFRR+ | 5.23 | 80% | 1004.0371 | 68 | 129.4 | 679.85 | 301.59 | 12.06 | no | 3881.8768 | 4885.9139
2025-10-22 | Wednesday | aFRR+ | 5.23 | 80% | 1004.0371 | 61 | 120.92 | 409.19 | 364.11 | 14.56 | no | 3036.3174 | 4040.3546
2025-10-23 | Thursday | aFRR+ | 5.23 | 80% | 1004.0371 | 28 | 255.12 | 786.97 | 2997.08 | 20 | yes | 6674.2362 | 7678.2733
2025-10-24 | Friday | aFRR+ | 5.23 | 80% | 1004.0371 | 38 | 126.71 | 486.72 | 1547.16 | 20 | yes | 3321.9571 | 4325.9942
2025-10-25 | Saturday | aFRR+ | 5.23 | 80% | 1004.0371 | 66 | 108.33 | 570.29 | 327.32 | 13.09 | no | 2794.7815 | 3798.8186
2025-10-26 | Sunday | aFRR+ | 5.23 | 80% | 1004.0371 | 36 | 91.8 | 188.94 | 3707.97 | 20 | yes | 2086.0914 | 3090.1285
2025-10-27 | Monday | aFRR+ | 5.23 | 80% | 1004.0371 | 41 | 209.14 | 910 | 1801.53 | 20 | yes | 8847.0488 | 9851.0859
2025-10-28 | Tuesday | aFRR+ | 5.23 | 80% | 1004.0371 | 38 | 120.88 | 626.49 | 1569.14 | 20 | yes | 3245.2824 | 4249.3195
2025-10-29 | Wednesday | aFRR- | 5 | 80% | 960 | 35 | 82.47 | 515.09 | 1447.29 | 20 | yes | 3119.5085 | 4079.5085
2025-10-30 | Thursday | aFRR+ | 5.23 | 80% | 1004.0371 | 70 | 136.22 | 836.2 | 364.45 | 14.58 | no | 6152.3075 | 7156.3446
2025-10-31 | Friday | aFRR+ | 5.23 | 80% | 1004.0371 | 56 | 154.77 | 811.53 | 1599.67 | 20 | yes | 7809.0375 | 8813.0746
2025-11-01 | Saturday | aFRR- | 5 | 80% | 960 | 30 | 72.91 | 592.07 | 2382.6 | 20 | yes | 2453.0758 | 3413.0758
2025-11-02 | Sunday | aFRR+ | 5.23 | 80% | 1004.0371 | 69 | 116.39 | 895.04 | 323.64 | 12.61 | no | 3943.3092 | 4947.3463
2025-11-03 | Monday | aFRR+ | 5.23 | 80% | 1004.0371 | 57 | 124.32 | 778.12 | 244.66 | 9.79 | no | 3219.3279 | 4223.3651
2025-11-04 | Tuesday | aFRR+ | 5.23 | 80% | 1004.0371 | 48 | 106.01 | 241.74 | 543.11 | 20 | yes | 2550.3921 | 3554.4292
2025-11-05 | Wednesday | aFRR+ | 5.23 | 80% | 1004.0371 | 28 | 161.1 | 836.26 | 1119.5 | 20 | yes | 4713.97 | 5718.0071
2025-11-06 | Thursday | aFRR+ | 5.23 | 80% | 1004.0371 | 64 | 127.78 | 909.96 | 328.77 | 12.73 | no | 4569.0226 | 5573.0597
2025-11-07 | Friday | aFRR+ | 5.23 | 80% | 1004.0371 | 18 | 297.81 | 875.49 | 2677.09 | 20 | yes | 8907.5059 | 9911.543
2025-11-08 | Saturday | aFRR+ | 5.23 | 80% | 1004.0371 | 71 | 173.98 | 894.32 | 479.51 | 19.01 | no | 7849.4234 | 8853.4605
2025-11-09 | Sunday | aFRR+ | 5.23 | 80% | 1004.0371 | 32 | 107.2 | 197.04 | 1226.5 | 20 | yes | 2568.2825 | 3572.3196
2025-11-10 | Monday | aFRR+ | 5.23 | 80% | 1004.0371 | 39 | 141.08 | 629.63 | 1551.25 | 20 | yes | 4371.8238 | 5375.8609
2025-11-11 | Tuesday | aFRR+ | 5.23 | 80% | 1004.0371 | 52 | 133.54 | 756.04 | 1977.35 | 20 | yes | 4692.5918 | 5696.629
2025-11-12 | Wednesday | aFRR+ | 5.23 | 80% | 1004.0371 | 47 | 188.67 | 910.13 | 791.9 | 20 | yes | 9472.5047 | 10476.5419
2025-11-13 | Thursday | aFRR+ | 5.23 | 80% | 1004.0371 | 45 | 141.95 | 769.54 | 1080.12 | 20 | yes | 5074.4138 | 6078.4509
2025-11-14 | Friday | aFRR+ | 5.23 | 80% | 1004.0371 | 38 | 142.91 | 533.74 | 2088.33 | 20 | yes | 3800.8549 | 4804.8921
2025-11-15 | Saturday | aFRR+ | 5.23 | 80% | 1004.0371 | 41 | 120.34 | 445.63 | 2675.57 | 20 | yes | 2748.824 | 3752.8611
2025-11-16 | Sunday | aFRR+ | 5.23 | 80% | 1004.0371 | 40 | 110.91 | 154.68 | 2213.86 | 20 | yes | 2604.0145 | 3608.0516
2025-11-17 | Monday | aFRR+ | 5.23 | 80% | 1004.0371 | 36 | 159.57 | 554.27 | 1193.77 | 20 | yes | 4597.8284 | 5601.8655
2025-11-18 | Tuesday | aFRR+ | 5.23 | 80% | 1004.0371 | 29 | 167.06 | 652.26 | 2075.35 | 20 | yes | 5348.9146 | 6352.9517
2025-11-19 | Wednesday | aFRR+ | 5.23 | 80% | 1004.0371 | 26 | 233.03 | 910.1 | 2152.05 | 20 | yes | 6556.115 | 7560.1521
2025-11-20 | Thursday | aFRR+ | 5.23 | 80% | 1004.0371 | 54 | 124.22 | 637.89 | 1221.37 | 20 | yes | 3665.7852 | 4669.8223
2025-11-21 | Friday | aFRR+ | 5.23 | 80% | 1004.0371 | 35 | 131.45 | 765.37 | 801.38 | 20 | yes | 3359.4911 | 4363.5282
2025-11-22 | Saturday | aFRR+ | 5.23 | 80% | 1004.0371 | 32 | 246.93 | 910.11 | 1713.24 | 20 | yes | 9938.6815 | 10942.7186
2025-11-23 | Sunday | aFRR+ | 5.23 | 80% | 1004.0371 | 29 | 308.87 | 867.54 | 3303.44 | 20 | yes | 9741.9855 | 10746.0226
2025-11-24 | Monday | aFRR+ | 5.23 | 80% | 1004.0371 | 62 | 107.69 | 462.42 | 430.34 | 17.21 | no | 2339.956 | 3343.9931
2025-11-25 | Tuesday | aFRR+ | 5.23 | 80% | 1004.0371 | 64 | 120.77 | 540.06 | 235.66 | 9.43 | no | 2409.808 | 3413.8451
2025-11-26 | Wednesday | aFRR+ | 5.23 | 80% | 1004.0371 | 22 | 165.97 | 616.16 | 1554.29 | 20 | yes | 3711.1051 | 4715.1422
2025-11-27 | Thursday | aFRR+ | 5.23 | 80% | 1004.0371 | 19 | 132.36 | 305.24 | 1969.34 | 20 | yes | 2632.1148 | 3636.1519
2025-11-28 | Friday | aFRR+ | 5.23 | 80% | 1004.0371 | 49 | 163.36 | 767.4 | 1171.75 | 20 | yes | 5129.2981 | 6133.3352
2025-11-29 | Saturday | aFRR+ | 5.23 | 80% | 1004.0371 | 36 | 149.29 | 587.8 | 808.67 | 20 | yes | 3600.2158 | 4604.2529
2025-11-30 | Sunday | aFRR+ | 5.23 | 80% | 1004.0371 | 12 | 262.49 | 776.71 | 2351.7 | 20 | yes | 5418.4247 | 6422.4618
2025-12-01 | Monday | aFRR+ | 5.23 | 80% | 1004.0371 | 38 | 116.07 | 294.92 | 978.56 | 20 | yes | 3049.76 | 4053.7971
2025-12-02 | Tuesday | aFRR- | 5 | 80% | 960 | 20 | 194.63 | 638.79 | 849.51 | 20 | yes | 4723.6743 | 5683.6743
2025-12-03 | Wednesday | aFRR+ | 5.23 | 80% | 1004.0371 | 65 | 121.46 | 550.24 | 219.83 | 8.79 | no | 2541.1534 | 3545.1905
2025-12-04 | Thursday | aFRR- | 5 | 80% | 960 | 34 | 50.1 | 330.38 | 2407.78 | 20 | yes | 1898.5873 | 2858.5873
2025-12-05 | Friday | aFRR+ | 5.23 | 80% | 1004.0371 | 40 | 147.19 | 910 | 394.42 | 15.24 | no | 4149.2974 | 5153.3345
2025-12-06 | Saturday | aFRR- | 5 | 80% | 960 | 29 | 82.43 | 465.91 | 3431.7 | 20 | yes | 2003.6387 | 2963.6387
2025-12-07 | Sunday | aFRR+ | 5.23 | 80% | 1004.0371 | 57 | 112.49 | 565.53 | 234.24 | 9.37 | no | 1720.7757 | 2724.8129
2025-12-08 | Monday | aFRR+ | 5.23 | 80% | 1004.0371 | 38 | 141.01 | 674.61 | 2353.56 | 20 | yes | 3295.7504 | 4299.7875
2025-12-09 | Tuesday | aFRR+ | 5.23 | 80% | 1004.0371 | 67 | 113.11 | 217.64 | 484.57 | 19.38 | no | 2748.269 | 3752.3061
2025-12-10 | Wednesday | aFRR+ | 5.23 | 80% | 1004.0371 | 68 | 150.01 | 727.31 | 519.44 | 20 | yes | 6114.8176 | 7118.8547
2025-12-11 | Thursday | aFRR+ | 5.23 | 80% | 1004.0371 | 62 | 100.29 | 339.46 | 149.73 | 5.99 | no | 890.3891 | 1894.4262
2025-12-12 | Friday | aFRR+ | 5.23 | 80% | 1004.0371 | 54 | 141.83 | 740.47 | 647.17 | 20 | yes | 4634.2283 | 5638.2654
2025-12-13 | Saturday | aFRR+ | 5.23 | 80% | 1004.0371 | 82 | 105.69 | 395.68 | 330.64 | 13.23 | no | 1708.268 | 2712.3051
2025-12-14 | Sunday | aFRR+ | 5.23 | 80% | 1004.0371 | 27 | 178.66 | 670.9 | 1113.07 | 20 | yes | 6090.2838 | 7094.3209
2025-12-15 | Monday | aFRR+ | 5.23 | 80% | 1004.0371 | 31 | 182.24 | 760.62 | 1912.9 | 20 | yes | 6673.9652 | 7678.0023
2025-12-16 | Tuesday | aFRR+ | 5.23 | 80% | 1004.0371 | 31 | 237.51 | 818.14 | 1553.78 | 20 | yes | 9112.8834 | 10116.9205
2025-12-17 | Wednesday | aFRR+ | 5.23 | 80% | 1004.0371 | 46 | 142.58 | 808.39 | 2128.38 | 20 | yes | 4563.5343 | 5567.5714
2025-12-18 | Thursday | aFRR+ | 5.23 | 80% | 1004.0371 | 63 | 117.04 | 539.11 | 465.1 | 18.48 | no | 3502.2076 | 4506.2447
2025-12-19 | Friday | aFRR+ | 5.23 | 80% | 1004.0371 | 27 | 98.37 | 316.06 | 65.25 | 2.61 | no | 426.1219 | 1430.1591
2025-12-20 | Saturday | aFRR+ | 5.23 | 80% | 1004.0371 | 38 | 237.66 | 904.95 | 1404.54 | 20 | yes | 8435.4355 | 9439.4726
2025-12-21 | Sunday | aFRR+ | 5.23 | 80% | 1004.0371 | 65 | 172.8 | 696.6 | 572.92 | 20 | yes | 7359.7885 | 8363.8256
2025-12-22 | Monday | aFRR+ | 5.23 | 80% | 1004.0371 | 17 | 406.11 | 910.13 | 2162.83 | 20 | yes | 11857.622 | 12861.6591
2025-12-23 | Tuesday | aFRR+ | 5.23 | 80% | 1004.0371 | 40 | 174.75 | 985.48 | 3896.02 | 20 | yes | 7996.3943 | 9000.4314
2025-12-24 | Wednesday | aFRR+ | 5.23 | 80% | 1004.0371 | 26 | 188.08 | 910 | 1265.57 | 20 | yes | 6347.8901 | 7351.9272
2025-12-25 | Thursday | aFRR+ | 5.23 | 80% | 1004.0371 | 31 | 102.02 | 310.6 | 2397.27 | 20 | yes | 2701.0159 | 3705.053
2025-12-26 | Friday | aFRR+ | 5.23 | 80% | 1004.0371 | 22 | 175.37 | 897.75 | 2766 | 20 | yes | 5475.3588 | 6479.3959
2025-12-27 | Saturday | aFRR+ | 5.23 | 80% | 1004.0371 | 46 | 129.2 | 666.56 | 325.69 | 12.96 | no | 2935.9677 | 3940.0049
2025-12-28 | Sunday | aFRR+ | 5.23 | 80% | 1004.0371 | 50 | 182.46 | 910 | 1231.5 | 20 | yes | 8668.3688 | 9672.406
2025-12-29 | Monday | aFRR+ | 5.23 | 80% | 1004.0371 | 37 | 142.35 | 702.92 | 1366.07 | 20 | yes | 4532.8753 | 5536.9124
2025-12-30 | Tuesday | aFRR+ | 5.23 | 80% | 1004.0371 | 29 | 126.96 | 574.41 | 3352.58 | 20 | yes | 3301.874 | 4305.9112
2025-12-31 | Wednesday | aFRR+ | 5.23 | 80% | 1004.0371 | 19 | 103.65 | 132.61 | 2041.36 | 20 | yes | 2236.5289 | 3240.566
2026-01-01 | Thursday | aFRR+ | 5.23 | 80% | 1004.0371 | 21 | 136.84 | 556.56 | 1515.92 | 20 | yes | 2734.443 | 3738.4801
2026-01-02 | Friday | aFRR+ | 5.23 | 80% | 1004.0371 | 29 | 181.42 | 904.92 | 2236.76 | 20 | yes | 5260.4326 | 6264.4698
2026-01-03 | Saturday | aFRR+ | 5.23 | 80% | 1004.0371 | 21 | 170.63 | 751.07 | 2006.12 | 20 | yes | 4201.2429 | 5205.2801
2026-01-04 | Sunday | aFRR+ | 5.23 | 80% | 1004.0371 | 44 | 126.49 | 783.67 | 1237.39 | 20 | yes | 4007.4199 | 5011.457
2026-01-05 | Monday | aFRR+ | 5.23 | 80% | 1004.0371 | 37 | 160.72 | 910.1 | 3972.85 | 20 | yes | 6653.7391 | 7657.7762
2026-01-06 | Tuesday | aFRR+ | 5.23 | 80% | 1004.0371 | 47 | 146.31 | 606.89 | 2357.47 | 20 | yes | 5720.2936 | 6724.3308
2026-01-07 | Wednesday | aFRR+ | 5.23 | 80% | 1004.0371 | 35 | 123.75 | 579.25 | 1132.71 | 20 | yes | 2776.4294 | 3780.4665
2026-01-08 | Thursday | aFRR+ | 5.23 | 80% | 1004.0371 | 35 | 228.67 | 910.11 | 11483.78 | 20 | yes | 9481.8374 | 10485.8745
2026-01-09 | Friday | aFRR+ | 5.23 | 80% | 1004.0371 | 36 | 138.92 | 921.29 | 1265.34 | 20 | yes | 3590.0266 | 4594.0637
2026-01-10 | Saturday | aFRR+ | 5.23 | 80% | 1004.0371 | 34 | 130.18 | 644.04 | 1076.75 | 20 | yes | 3540.5044 | 4544.5415
2026-01-11 | Sunday | aFRR+ | 5.23 | 80% | 1004.0371 | 37 | 121.41 | 513.38 | 3165.8 | 20 | yes | 3688.3255 | 4692.3626
2026-01-12 | Monday | aFRR+ | 5.23 | 80% | 1004.0371 | 47 | 169.33 | 750.87 | 1684.6 | 20 | yes | 6744.5879 | 7748.625
2026-01-13 | Tuesday | aFRR+ | 5.23 | 80% | 1004.0371 | 34 | 159.37 | 483.17 | 1894.88 | 20 | yes | 4650.8036 | 5654.8407
2026-01-14 | Wednesday | aFRR+ | 5.23 | 80% | 1004.0371 | 32 | 170.25 | 1250.07 | 1707.34 | 20 | yes | 5546.408 | 6550.4451
2026-01-15 | Thursday | aFRR+ | 5.23 | 80% | 1004.0371 | 73 | 125.19 | 409.01 | 484.81 | 19.38 | no | 4131.8656 | 5135.9027
2026-01-16 | Friday | aFRR+ | 5.23 | 80% | 1004.0371 | 30 | 180.6 | 871.69 | 1191.57 | 20 | yes | 5848.1303 | 6852.1674
2026-01-17 | Saturday | aFRR+ | 5.23 | 80% | 1004.0371 | 15 | 408.88 | 1191.52 | 3606.3 | 20 | yes | 9556.6575 | 10560.6947
2026-01-18 | Sunday | aFRR- | 5 | 80% | 960 | 63 | 95.34 | 651.91 | 294.03 | 11.76 | no | 3696.9551 | 4656.9551
2026-01-19 | Monday | aFRR+ | 5.23 | 80% | 1004.0371 | 39 | 173.86 | 599.81 | 2453.01 | 20 | yes | 6102.7132 | 7106.7503
2026-01-20 | Tuesday | aFRR+ | 5.23 | 80% | 1004.0371 | 25 | 199.78 | 512.47 | 3208.89 | 20 | yes | 4719.1508 | 5723.188
2026-01-21 | Wednesday | aFRR+ | 5.23 | 80% | 1004.0371 | 29 | 170.59 | 884.48 | 9168.94 | 20 | yes | 5120.6173 | 6124.6544
2026-01-22 | Thursday | aFRR+ | 5.23 | 80% | 1004.0371 | 36 | 226.06 | 947.97 | 1604.33 | 20 | yes | 8678.5863 | 9682.6235
2026-01-23 | Friday | aFRR+ | 5.23 | 80% | 1004.0371 | 81 | 147.88 | 357.25 | 436.4 | 17.46 | no | 3987.709 | 4991.7461
2026-01-24 | Saturday | aFRR+ | 5.23 | 80% | 1004.0371 | 20 | 157.26 | 282.52 | 2657.19 | 20 | yes | 3504.5531 | 4508.5902
2026-01-25 | Sunday | aFRR+ | 5.23 | 80% | 1004.0371 | 31 | 203.36 | 586.64 | 2579.16 | 20 | yes | 4986.2362 | 5990.2734
2026-01-26 | Monday | aFRR- | 5 | 80% | 960 | 68 | 61.63 | 725.71 | 690 | 20 | yes | 2834.1938 | 3794.1938
2026-01-27 | Tuesday | aFRR+ | 5.23 | 80% | 1004.0371 | 67 | 179.02 | 1282.53 | 324.16 | 11.29 | no | 5566.0794 | 6570.1165
2026-01-28 | Wednesday | aFRR+ | 5.23 | 80% | 1004.0371 | 67 | 135.76 | 561.78 | 347.23 | 13.89 | no | 3153.7394 | 4157.7765
2026-01-29 | Thursday | aFRR+ | 5.23 | 80% | 1004.0371 | 17 | 177.48 | 663.59 | 1905.55 | 20 | yes | 3721.2276 | 4725.2647
2026-01-30 | Friday | aFRR+ | 5.23 | 80% | 1004.0371 | 48 | 130.56 | 348.04 | 659.38 | 20 | yes | 3575.551 | 4579.5881
2026-01-31 | Saturday | aFRR+ | 5.23 | 80% | 1004.0371 | 33 | 138.83 | 471.37 | 4334.05 | 20 | yes | 3260.7549 | 4264.792
2026-02-01 | Sunday | aFRR+ | 5.23 | 80% | 1004.0371 | 32 | 146.1 | 509.92 | 1963.3 | 20 | yes | 3303.8952 | 4307.9323
2026-02-02 | Monday | aFRR+ | 5.23 | 80% | 1004.0371 | 39 | 153.36 | 494.45 | 840.81 | 20 | yes | 4406.1343 | 5410.1714
2026-02-03 | Tuesday | aFRR+ | 5.23 | 80% | 1004.0371 | 33 | 148.34 | 390.8 | 1377.52 | 20 | yes | 4085.0774 | 5089.1146
2026-02-04 | Wednesday | aFRR+ | 5.23 | 80% | 1004.0371 | 47 | 122.96 | 299.4 | 578.45 | 20 | yes | 3010.3876 | 4014.4247
2026-02-05 | Thursday | aFRR+ | 5.23 | 80% | 1004.0371 | 51 | 146.28 | 449.83 | 1222.91 | 20 | yes | 4141.4842 | 5145.5213
2026-02-06 | Friday | aFRR+ | 5.23 | 80% | 1004.0371 | 77 | 129.26 | 408 | 487.72 | 19.51 | no | 3386.0549 | 4390.092
2026-02-07 | Saturday | aFRR+ | 5.23 | 80% | 1004.0371 | 64 | 124.65 | 465.9 | 868.16 | 20 | yes | 3520.6372 | 4524.6743
2026-02-08 | Sunday | aFRR+ | 5.23 | 80% | 1004.0371 | 35 | 96.63 | 123.55 | 784.91 | 20 | yes | 1718.3924 | 2722.4295
2026-02-09 | Monday | aFRR+ | 5.23 | 80% | 1004.0371 | 27 | 176.44 | 589.93 | 3060.74 | 20 | yes | 5172.0288 | 6176.0659
2026-02-10 | Tuesday | aFRR+ | 5.23 | 80% | 1004.0371 | 12 | 140.66 | 281.04 | 2941.05 | 20 | yes | 2932.0809 | 3936.1181
2026-02-11 | Wednesday | aFRR- | 5 | 80% | 960 | 51 | 68.32 | 704.33 | 1792.55 | 20 | yes | 3211.1601 | 4171.1601
2026-02-12 | Thursday | aFRR+ | 5.23 | 80% | 1004.0371 | 52 | 118.86 | 442.89 | 341.42 | 13.66 | no | 3405.1023 | 4409.1394
2026-02-13 | Friday | aFRR+ | 5.23 | 80% | 1004.0371 | 71 | 93.34 | 298.69 | 190.62 | 7.62 | no | 908.1368 | 1912.1739
2026-02-14 | Saturday | aFRR+ | 5.23 | 80% | 1004.0371 | 67 | 114.91 | 715.17 | 388.38 | 15.21 | no | 4893.608 | 5897.6451
2026-02-15 | Sunday | aFRR- | 5 | 80% | 960 | 51 | 71.47 | 597.25 | 748.07 | 20 | yes | 3701.5 | 4661.5
2026-02-16 | Monday | aFRR- | 5 | 80% | 960 | 11 | 203.84 | 909.87 | 2149.2 | 20 | yes | 4392.6946 | 5352.6946
2026-02-17 | Tuesday | aFRR+ | 5.23 | 80% | 1004.0371 | 17 | 130.55 | 256.41 | 2390.02 | 20 | yes | 2699.1086 | 3703.1457
2026-02-18 | Wednesday | aFRR- | 5 | 80% | 960 | 50 | 56.09 | 866.13 | 856.71 | 20 | yes | 3019.9531 | 3979.9531
2026-02-19 | Thursday | aFRR+ | 5.23 | 80% | 1004.0371 | 62 | 113.35 | 887.91 | 418.63 | 16.75 | no | 2963.8462 | 3967.8833
2026-02-20 | Friday | aFRR+ | 5.23 | 80% | 1004.0371 | 47 | 122.19 | 578.03 | 529.37 | 20 | yes | 4260.6975 | 5264.7347
2026-02-21 | Saturday | aFRR+ | 5.23 | 80% | 1004.0371 | 24 | 118.71 | 479.92 | 2743.14 | 20 | yes | 3122.2626 | 4126.2997
2026-02-22 | Sunday | aFRR+ | 5.23 | 80% | 1004.0371 | 28 | 95.66 | 237.27 | 999.39 | 20 | yes | 2190.3026 | 3194.3398
2026-02-23 | Monday | aFRR- | 5 | 80% | 960 | 27 | 34.06 | 163.67 | 2259.63 | 20 | yes | 822.5848 | 1782.5848
2026-02-24 | Tuesday | aFRR+ | 5.23 | 80% | 1004.0371 | 41 | 97.23 | 135.98 | 1002.6 | 20 | yes | 2289.7463 | 3293.7835
2026-02-25 | Wednesday | aFRR+ | 5.23 | 80% | 1004.0371 | 74 | 88.09 | 310.12 | 422.56 | 16.9 | no | 1838.2859 | 2842.323
2026-02-26 | Thursday | aFRR- | 5 | 80% | 960 | 39 | 56.98 | 347.53 | 2889.74 | 20 | yes | 2283.9207 | 3243.9207
2026-02-27 | Friday | aFRR+ | 5.23 | 80% | 1004.0371 | 47 | 121.38 | 734.14 | 692.2 | 20 | yes | 4364.6927 | 5368.7298
2026-02-28 | Saturday | aFRR- | 5 | 80% | 960 | 65 | 117.05 | 766.95 | 332.84 | 13.31 | no | 5404.8186 | 6364.8186
2026-03-01 | Sunday | aFRR- | 5 | 80% | 960 | 60 | 103.51 | 857.8 | 296.81 | 11.32 | no | 4905.4713 | 5865.4713
2026-03-02 | Monday | aFRR- | 5 | 80% | 960 | 68 | 81.84 | 800.52 | 734.83 | 20 | yes | 4548.0435 | 5508.0435
2026-03-03 | Tuesday | aFRR+ | 5.23 | 80% | 1004.0371 | 52 | 99.6 | 206.17 | 176.72 | 7.07 | no | 1081.1058 | 2085.1429
2026-03-04 | Wednesday | aFRR- | 5 | 80% | 960 | 37 | 61.6 | 406.35 | 3855.82 | 20 | yes | 2785.6741 | 3745.6741
2026-03-05 | Thursday | aFRR+ | 5.23 | 80% | 1004.0371 | 47 | 104.66 | 294.53 | 211.65 | 8.47 | no | 1210.75 | 2214.7871
2026-03-06 | Friday | aFRR+ | 5.23 | 80% | 1004.0371 | 50 | 145.54 | 924.96 | 1332.24 | 20 | yes | 5637.0889 | 6641.126
2026-03-07 | Saturday | aFRR+ | 5.23 | 80% | 1004.0371 | 64 | 114.47 | 199.42 | 349.16 | 13.97 | no | 2074.8321 | 3078.8692
2026-03-08 | Sunday | aFRR+ | 5.23 | 80% | 1004.0371 | 60 | 124.14 | 362.79 | 334.92 | 13.4 | no | 3053.4654 | 4057.5026
2026-03-09 | Monday | aFRR- | 5 | 80% | 960 | 35 | 101.19 | 818.3 | 6203.28 | 20 | yes | 5299.5654 | 6259.5654
2026-03-10 | Tuesday | aFRR+ | 5.23 | 80% | 1004.0371 | 42 | 140.41 | 626.24 | 797.31 | 20 | yes | 4232.9306 | 5236.9677
2026-03-11 | Wednesday | aFRR+ | 5.23 | 80% | 1004.0371 | 25 | 127.85 | 202.52 | 813.09 | 20 | yes | 2779.6268 | 3783.664
2026-03-12 | Thursday | aFRR- | 5 | 80% | 960 | 47 | 88.59 | 852.5 | 1549.85 | 20 | yes | 5298.7867 | 6258.7867
2026-03-13 | Friday | aFRR- | 5 | 80% | 960 | 35 | 48.65 | 442.05 | 1978.11 | 20 | yes | 1817.4193 | 2777.4193
2026-03-14 | Saturday | aFRR+ | 5.23 | 80% | 1004.0371 | 42 | 132.2 | 715.96 | 2475.31 | 20 | yes | 4101.6001 | 5105.6372
2026-03-15 | Sunday | aFRR+ | 5.23 | 80% | 1004.0371 | 21 | 159.22 | 280.52 | 891.31 | 20 | yes | 3311.1544 | 4315.1915
2026-03-16 | Monday | aFRR- | 5 | 80% | 960 | 22 | 164.61 | 974.87 | 1922.54 | 20 | yes | 4743.7137 | 5703.7137
2026-03-17 | Tuesday | aFRR+ | 5.23 | 80% | 1004.0371 | 52 | 130.77 | 478.78 | 590.05 | 20 | yes | 4487.6405 | 5491.6776
2026-03-18 | Wednesday | aFRR+ | 5.23 | 80% | 1004.0371 | 42 | 175.97 | 786.55 | 979.64 | 20 | yes | 6757.3584 | 7761.3955
2026-03-19 | Thursday | aFRR+ | 5.23 | 80% | 1004.0371 | 24 | 167.73 | 356.16 | 6868.62 | 20 | yes | 3417.3847 | 4421.4218
2026-03-20 | Friday | aFRR- | 5 | 80% | 960 | 24 | 85.54 | 385.7 | 1406.54 | 20 | yes | 3090.1244 | 4050.1244
2026-03-21 | Saturday | aFRR+ | 5.23 | 80% | 1004.0371 | 62 | 133.63 | 855.44 | 474.35 | 16.68 | no | 5151.3753 | 6155.4125
2026-03-22 | Sunday | aFRR+ | 5.23 | 80% | 1004.0371 | 65 | 91.74 | 134.82 | 296.53 | 11.86 | no | 1474.4552 | 2478.4924
2026-03-23 | Monday | aFRR+ | 5.23 | 80% | 1004.0371 | 63 | 145.73 | 909.87 | 1092.3 | 20 | yes | 7033.0484 | 8037.0855
2026-03-24 | Tuesday | aFRR+ | 5.23 | 80% | 1004.0371 | 60 | 149.98 | 895.36 | 1719.29 | 20 | yes | 7653.4428 | 8657.4799
2026-03-25 | Wednesday | aFRR+ | 5.23 | 80% | 1004.0371 | 57 | 130.4 | 761.04 | 345.95 | 13.84 | no | 4442.3879 | 5446.4251
2026-03-26 | Thursday | aFRR- | 5 | 80% | 960 | 41 | 107.8 | 944.04 | 1709.08 | 20 | yes | 6368.6539 | 7328.6539
2026-03-27 | Friday | aFRR+ | 5.23 | 80% | 1004.0371 | 44 | 111.57 | 178.55 | 1848.83 | 20 | yes | 2549.4541 | 3553.4912
2026-03-28 | Saturday | aFRR+ | 5.23 | 80% | 1004.0371 | 38 | 122.58 | 853.37 | 2448.6 | 20 | yes | 3846.9046 | 4850.9418
2026-03-29 | Sunday | aFRR+ | 5.23 | 80% | 1004.0371 | 62 | 97.02 | 157.3 | 356.69 | 14.27 | no | 1692.0148 | 2696.0519
2026-03-30 | Monday | aFRR+ | 5.23 | 80% | 1004.0371 | 18 | 118.37 | 277.44 | 1155.88 | 20 | yes | 2662.1992 | 3666.2363
2026-03-31 | Tuesday | aFRR+ | 5.23 | 80% | 1004.0371 | 61 | 140.58 | 809 | 575.51 | 20 | yes | 5363.4514 | 6367.4885
2026-04-01 | Wednesday | aFRR+ | 5.23 | 80% | 1004.0371 | 51 | 116.35 | 386.34 | 267.44 | 10.7 | no | 2035.1832 | 3039.2203
2026-04-02 | Thursday | aFRR+ | 5.23 | 80% | 1004.0371 | 24 | 306.16 | 909.87 | 3242.83 | 20 | yes | 11202.3411 | 12206.3782
2026-04-03 | Friday | aFRR+ | 5.23 | 80% | 1004.0371 | 65 | 108.43 | 169 | 143.59 | 5.74 | no | 735.3939 | 1739.431
2026-04-04 | Saturday | aFRR+ | 5.23 | 80% | 1004.0371 | 62 | 101.39 | 600.49 | 214.44 | 8.58 | no | 1633.885 | 2637.9221
2026-04-05 | Sunday | aFRR- | 5 | 80% | 960 | 42 | 63.97 | 530.43 | 5459.5 | 20 | yes | 1786.5195 | 2746.5195
2026-04-06 | Monday | aFRR+ | 5.23 | 80% | 1004.0371 | 48 | 157.6 | 846.79 | 535.47 | 19.21 | no | 7105.189 | 8109.2261
2026-04-07 | Tuesday | aFRR+ | 5.23 | 80% | 1004.0371 | 41 | 121.11 | 656.26 | 788.08 | 20 | yes | 3619.9225 | 4623.9596
2026-04-08 | Wednesday | aFRR+ | 5.23 | 80% | 1004.0371 | 46 | 174.56 | 909.87 | 1497.71 | 20 | yes | 7941.7246 | 8945.7617
2026-04-09 | Thursday | aFRR+ | 5.23 | 80% | 1004.0371 | 58 | 98.91 | 223.27 | 547.3 | 20 | yes | 2731.2445 | 3735.2816
2026-04-10 | Friday | aFRR+ | 5.23 | 80% | 1004.0371 | 69 | 126.5 | 787.01 | 400.63 | 15.83 | no | 4127.1644 | 5131.2015
2026-04-11 | Saturday | aFRR+ | 5.23 | 80% | 1004.0371 | 22 | 131.6 | 148.16 | 2308.58 | 20 | yes | 2782.9162 | 3786.9533
2026-04-12 | Sunday | aFRR- | 5 | 80% | 960 | 57 | 102.94 | 769.19 | 641.47 | 20 | yes | 4811.4112 | 5771.4112
2026-04-13 | Monday | aFRR+ | 5.23 | 80% | 1004.0371 | 43 | 186.3 | 909.87 | 1470.54 | 20 | yes | 8838.4889 | 9842.526
2026-04-14 | Tuesday | aFRR- | 5 | 80% | 960 | 44 | 55.41 | 348.81 | 4665.31 | 20 | yes | 1938.3321 | 2898.3321
2026-04-15 | Wednesday | aFRR+ | 5.23 | 80% | 1004.0371 | 54 | 140.15 | 608.77 | 345 | 13.8 | no | 3188.2385 | 4192.2757
2026-04-16 | Thursday | aFRR- | 5 | 80% | 960 | 19 | 197.17 | 763.89 | 3055.97 | 20 | yes | 4799.9068 | 5759.9068
2026-04-17 | Friday | aFRR+ | 5.23 | 80% | 1004.0371 | 60 | 101.45 | 213.28 | 162.97 | 6.52 | no | 843.8868 | 1847.924
2026-04-18 | Saturday | aFRR+ | 5.23 | 80% | 1004.0371 | 27 | 199.07 | 887.63 | 1884.92 | 20 | yes | 6741.4151 | 7745.4522
2026-04-19 | Sunday | aFRR- | 5 | 80% | 960 | 57 | 33.2 | 105.58 | 1375.26 | 20 | yes | 782.7506 | 1742.7506
2026-04-20 | Monday | aFRR+ | 5.23 | 80% | 1004.0371 | 46 | 141.83 | 545.04 | 357.32 | 14.29 | no | 3622.194 | 4626.2312
2026-04-21 | Tuesday | aFRR- | 5 | 80% | 960 | 18 | 148.61 | 866.86 | 1494.55 | 20 | yes | 4427.2504 | 5387.2504
2026-04-22 | Wednesday | aFRR+ | 5.23 | 80% | 1004.0371 | 66 | 136.32 | 682.94 | 1439.49 | 20 | yes | 4326.3491 | 5330.3862
2026-04-23 | Thursday | aFRR+ | 5.23 | 80% | 1004.0371 | 54 | 167.67 | 909.87 | 1224.53 | 20 | yes | 8141.4104 | 9145.4475
2026-04-24 | Friday | aFRR+ | 5.23 | 80% | 1004.0371 | 10 | 135.51 | 141.13 | 1654.76 | 20 | yes | 2710.1407 | 3714.1778
2026-04-25 | Saturday | aFRR+ | 5.23 | 80% | 1004.0371 | 65 | 111.71 | 598.9 | 271.62 | 10.86 | no | 2448.6299 | 3452.6671
2026-04-26 | Sunday | aFRR+ | 5.23 | 80% | 1004.0371 | 56 | 148.58 | 749.22 | 851.46 | 20 | yes | 4845.9755 | 5850.0127
2026-04-27 | Monday | aFRR+ | 5.23 | 80% | 1004.0371 | 48 | 107.84 | 346.13 | 311.92 | 12.48 | no | 2147.1874 | 3151.2245
2026-04-28 | Tuesday | aFRR+ | 5.23 | 80% | 1004.0371 | 54 | 104.3 | 323.29 | 199.56 | 7.98 | no | 1412.5096 | 2416.5467
2026-04-29 | Wednesday | aFRR+ | 5.23 | 80% | 1004.0371 | 51 | 126.16 | 536.8 | 244.85 | 9.79 | no | 2165.7896 | 3169.8267
2026-04-30 | Thursday | aFRR+ | 5.23 | 80% | 1004.0371 | 34 | 178.13 | 783.06 | 2415.94 | 20 | yes | 5759.8981 | 6763.9353
2026-05-01 | Friday | aFRR+ | 5.23 | 80% | 1004.0371 | 12 | 236.97 | 450 | 2131.22 | 20 | yes | 4764.7987 | 5768.8358
TOTAL | 366 days | — |  |  | 363910.5792 | 18046 |  |  | 440516.03 | 6641.17 | 263 days | 1836059.5881 | 2199970.1673

## Scenario_D_Bear
Date | Weekday | Selected | Recommended bid (€/MW/h) | Acceptance rate | Capacity revenue (€) | Slots activated (#/96) | Avg activation price (€/MWh) | Max activation price (€/MWh) | Market activations (MWh) | Captured energy (MWh) | Battery cap binding | Activation revenue (€) | Daily revenue (€)
2025-05-01 | Thursday | aFRR+ | 5 | 80% | 960 | 74 | 233.6 | 700.1 | 1445.31 | 20 | yes | 8390.4704 | 9350.4704
2025-05-02 | Friday | aFRR- | 5 | 80% | 960 | 86 | 64.56 | 606.98 | 586.94 | 9.39 | no | 1774.4272 | 2734.4272
2025-05-03 | Saturday | aFRR- | 5 | 80% | 960 | 91 | 76.34 | 662.26 | 945.12 | 15.12 | no | 3326.8375 | 4286.8375
2025-05-04 | Sunday | aFRR- | 5 | 80% | 960 | 79 | 64.51 | 451.72 | 810.3 | 12.96 | no | 1852.9677 | 2812.9677
2025-05-05 | Monday | aFRR+ | 5 | 80% | 960 | 62 | 120.67 | 599.9 | 529.04 | 8.46 | no | 1901.3434 | 2861.3434
2025-05-06 | Tuesday | aFRR+ | 5 | 80% | 960 | 74 | 128.22 | 508.16 | 734.25 | 11.75 | no | 2507.3812 | 3467.3812
2025-05-07 | Wednesday | aFRR- | 5 | 80% | 960 | 82 | 103.21 | 1156.7 | 807.9 | 12.93 | no | 3238.947 | 4198.947
2025-05-08 | Thursday | aFRR+ | 5 | 80% | 960 | 75 | 111.29 | 462.03 | 425.64 | 6.81 | no | 1601.7035 | 2561.7035
2025-05-09 | Friday | aFRR+ | 5 | 80% | 960 | 74 | 119.45 | 660.05 | 538.18 | 8.61 | no | 2354.0173 | 3314.0173
2025-05-10 | Saturday | aFRR+ | 5 | 80% | 960 | 74 | 151.44 | 693.71 | 866.36 | 13.86 | no | 4426.3242 | 5386.3242
2025-05-11 | Sunday | aFRR- | 5 | 80% | 960 | 80 | 59.01 | 582.86 | 646.84 | 10.35 | no | 1964.9139 | 2924.9139
2025-05-12 | Monday | aFRR+ | 5 | 80% | 960 | 86 | 175.45 | 863.63 | 1008.35 | 16.13 | no | 5744.8921 | 6704.8921
2025-05-13 | Tuesday | aFRR- | 5 | 80% | 960 | 79 | 60.54 | 378.72 | 729.71 | 11.68 | no | 1548.603 | 2508.603
2025-05-14 | Wednesday | aFRR- | 5 | 80% | 960 | 81 | 87.35 | 470.47 | 920.57 | 14.73 | no | 3238.3891 | 4198.3891
2025-05-15 | Thursday | aFRR+ | 5 | 80% | 960 | 68 | 114.56 | 588.96 | 488.73 | 7.82 | no | 1916.3374 | 2876.3374
2025-05-16 | Friday | aFRR+ | 5 | 80% | 960 | 77 | 160.45 | 688.04 | 1297.95 | 20 | yes | 6840.5324 | 7800.5324
2025-05-17 | Saturday | aFRR- | 5 | 80% | 960 | 58 | 33.57 | 346.01 | 266.03 | 4.26 | no | 304.6613 | 1264.6613
2025-05-18 | Sunday | aFRR+ | 5 | 80% | 960 | 82 | 179.42 | 898.44 | 985.3 | 15.76 | no | 6508.6625 | 7468.6625
2025-05-19 | Monday | aFRR+ | 5 | 80% | 960 | 70 | 165.31 | 700.1 | 655.32 | 10.49 | no | 4036.8535 | 4996.8535
2025-05-20 | Tuesday | aFRR+ | 5 | 80% | 960 | 79 | 162.19 | 654.57 | 794.15 | 12.71 | no | 4565.7626 | 5525.7626
2025-05-21 | Wednesday | aFRR- | 5 | 80% | 960 | 91 | 37.51 | 267.1 | 824.73 | 13.2 | no | 722.678 | 1682.678
2025-05-22 | Thursday | aFRR+ | 5 | 80% | 960 | 87 | 189.38 | 700.1 | 1126.63 | 18.03 | no | 7876.0898 | 8836.0898
2025-05-23 | Friday | aFRR- | 5 | 80% | 960 | 84 | 42.29 | 315.85 | 523.45 | 8.38 | no | 734.7421 | 1694.7421
2025-05-24 | Saturday | aFRR+ | 5 | 80% | 960 | 64 | 177.91 | 700.1 | 739.91 | 11.84 | no | 5044.5242 | 6004.5242
2025-05-25 | Sunday | aFRR+ | 5 | 80% | 960 | 67 | 123.54 | 599.9 | 572.6 | 9.16 | no | 2963.4301 | 3923.4301
2025-05-26 | Monday | aFRR+ | 5 | 80% | 960 | 87 | 156.6 | 700.1 | 931.3 | 14.9 | no | 5195.3737 | 6155.3737
2025-05-27 | Tuesday | aFRR+ | 5 | 80% | 960 | 72 | 144.35 | 693.8 | 676.97 | 10.83 | no | 3800.6921 | 4760.6921
2025-05-28 | Wednesday | aFRR- | 5 | 80% | 960 | 90 | 32.22 | 384.88 | 865.48 | 13.85 | no | 722.2178 | 1682.2178
2025-05-29 | Thursday | aFRR+ | 5 | 80% | 960 | 78 | 100.01 | 593.85 | 413.65 | 6.62 | no | 1450.1336 | 2410.1336
2025-05-30 | Friday | aFRR- | 5 | 80% | 960 | 78 | 82.13 | 575.6 | 889.92 | 14.24 | no | 3462.0967 | 4422.0967
2025-05-31 | Saturday | aFRR+ | 5 | 80% | 960 | 71 | 116.81 | 562.51 | 642.66 | 10.28 | no | 2404.6243 | 3364.6243
2025-06-01 | Sunday | aFRR- | 5 | 80% | 960 | 92 | 64.89 | 449.9 | 1059.87 | 16.96 | no | 2282.0227 | 3242.0227
2025-06-02 | Monday | aFRR- | 5 | 80% | 960 | 88 | 58.41 | 356.34 | 987.11 | 15.79 | no | 1810.8657 | 2770.8657
2025-06-03 | Tuesday | aFRR- | 5 | 80% | 960 | 88 | 85.91 | 506.38 | 861.3 | 13.78 | no | 2903.1002 | 3863.1002
2025-06-04 | Wednesday | aFRR+ | 5 | 80% | 960 | 76 | 102.05 | 518.03 | 358.94 | 5.74 | no | 1376.3646 | 2336.3646
2025-06-05 | Thursday | aFRR+ | 5 | 80% | 960 | 68 | 102.33 | 599.9 | 370.81 | 5.93 | no | 1530.8337 | 2490.8337
2025-06-06 | Friday | aFRR+ | 5 | 80% | 960 | 59 | 137.46 | 700.1 | 503.26 | 8.05 | no | 3479.0734 | 4439.0734
2025-06-07 | Saturday | aFRR+ | 5 | 80% | 960 | 66 | 87.43 | 635.29 | 219.11 | 3.51 | no | 1207.1556 | 2167.1556
2025-06-08 | Sunday | aFRR- | 5 | 80% | 960 | 87 | 65.37 | 451.88 | 930.08 | 14.88 | no | 2261.5641 | 3221.5641
2025-06-09 | Monday | aFRR- | 5 | 80% | 960 | 85 | 110.13 | 696.89 | 1138.76 | 18.22 | no | 5179.6738 | 6139.6738
2025-06-10 | Tuesday | aFRR+ | 5 | 80% | 960 | 63 | 198.48 | 700.1 | 855.12 | 13.68 | no | 6015.9569 | 6975.9569
2025-06-11 | Wednesday | aFRR+ | 5 | 80% | 960 | 71 | 120.61 | 686.46 | 471.57 | 7.55 | no | 2904.8217 | 3864.8217
2025-06-12 | Thursday | aFRR+ | 5 | 80% | 960 | 70 | 162.71 | 667.42 | 587.67 | 9.4 | no | 3848.4692 | 4808.4692
2025-06-13 | Friday | aFRR- | 5 | 80% | 960 | 80 | 73.59 | 484.15 | 882.32 | 14.12 | no | 2930.7619 | 3890.7619
2025-06-14 | Saturday | aFRR+ | 5 | 80% | 960 | 74 | 72.49 | 475.65 | 322.15 | 5.15 | no | 639.1676 | 1599.1676
2025-06-15 | Sunday | aFRR- | 5 | 80% | 960 | 87 | 77.83 | 615.91 | 852.38 | 13.64 | no | 3174.4036 | 4134.4036
2025-06-16 | Monday | aFRR+ | 5 | 80% | 960 | 57 | 74.95 | 411.18 | 231.59 | 3.71 | no | 551.5925 | 1511.5925
2025-06-17 | Tuesday | aFRR+ | 5 | 80% | 960 | 66 | 87.14 | 649.02 | 516.66 | 8.27 | no | 1435.2826 | 2395.2826
2025-06-18 | Wednesday | aFRR+ | 5 | 80% | 960 | 73 | 115.36 | 686.82 | 718.63 | 11.5 | no | 3425.3673 | 4385.3673
2025-06-19 | Thursday | aFRR+ | 5 | 80% | 960 | 82 | 82.34 | 516.77 | 413.88 | 6.62 | no | 1212.2367 | 2172.2367
2025-06-20 | Friday | aFRR- | 5 | 80% | 960 | 88 | 83.45 | 538.96 | 1016.44 | 16.26 | no | 2992.8996 | 3952.8996
2025-06-21 | Saturday | aFRR- | 5 | 80% | 960 | 79 | 113.98 | 700.1 | 780.14 | 12.48 | no | 3583.7322 | 4543.7322
2025-06-22 | Sunday | aFRR- | 5 | 80% | 960 | 73 | 64.41 | 700.1 | 527.9 | 8.45 | no | 2152.5708 | 3112.5708
2025-06-23 | Monday | aFRR+ | 5 | 80% | 960 | 66 | 90.35 | 469.87 | 610.53 | 9.77 | no | 1589.6208 | 2549.6208
2025-06-24 | Tuesday | aFRR- | 5 | 80% | 960 | 90 | 49.84 | 602.37 | 1098.64 | 17.58 | no | 1397.1588 | 2357.1588
2025-06-25 | Wednesday | aFRR+ | 5 | 80% | 960 | 69 | 82.32 | 455.24 | 617.72 | 9.88 | no | 1336.2026 | 2296.2026
2025-06-26 | Thursday | aFRR+ | 5 | 80% | 960 | 71 | 189.27 | 686.46 | 1622.16 | 20 | yes | 7782.3993 | 8742.3993
2025-06-27 | Friday | aFRR+ | 5 | 80% | 960 | 81 | 100.39 | 638.27 | 673 | 10.77 | no | 2446.1292 | 3406.1292
2025-06-28 | Saturday | aFRR+ | 5 | 80% | 960 | 75 | 160.54 | 599.94 | 605.95 | 9.7 | no | 3654.6975 | 4614.6975
2025-06-29 | Sunday | aFRR- | 5 | 80% | 960 | 82 | 151.33 | 566.03 | 835.55 | 13.37 | no | 4200.4539 | 5160.4539
2025-06-30 | Monday | aFRR+ | 5 | 80% | 960 | 73 | 147.01 | 592.08 | 593.28 | 9.49 | no | 2992.7365 | 3952.7365
2025-07-01 | Tuesday | aFRR- | 5 | 80% | 960 | 84 | 119.65 | 666.49 | 1090.24 | 17.44 | no | 5394.8865 | 6354.8865
2025-07-02 | Wednesday | aFRR- | 5 | 80% | 960 | 75 | 125.52 | 632.84 | 1475.9 | 20 | yes | 5368.2025 | 6328.2025
2025-07-03 | Thursday | aFRR+ | 5 | 80% | 960 | 82 | 93.13 | 612.52 | 370.67 | 5.93 | no | 1274.5308 | 2234.5308
2025-07-04 | Friday | aFRR+ | 5 | 80% | 960 | 88 | 91.54 | 645.2 | 554.44 | 8.87 | no | 2387.7387 | 3347.7387
2025-07-05 | Saturday | aFRR- | 5 | 80% | 960 | 90 | 47.88 | 493.17 | 846.14 | 13.54 | no | 1507.9965 | 2467.9965
2025-07-06 | Sunday | aFRR- | 5 | 80% | 960 | 82 | 113.75 | 695.75 | 753.25 | 12.05 | no | 5036.6665 | 5996.6665
2025-07-07 | Monday | aFRR+ | 5 | 80% | 960 | 78 | 101.95 | 487.27 | 387.75 | 6.2 | no | 1129.7438 | 2089.7438
2025-07-08 | Tuesday | aFRR+ | 5 | 80% | 960 | 84 | 171.81 | 653.29 | 829.92 | 13.28 | no | 5449.9477 | 6409.9477
2025-07-09 | Wednesday | aFRR+ | 5 | 80% | 960 | 76 | 162.5 | 650 | 720.07 | 11.52 | no | 4541.5737 | 5501.5737
2025-07-10 | Thursday | aFRR- | 5 | 80% | 960 | 88 | 62.09 | 563.42 | 1255.45 | 20 | yes | 2803.4624 | 3763.4624
2025-07-11 | Friday | aFRR- | 5 | 80% | 960 | 91 | 39.59 | 632.34 | 910.88 | 14.57 | no | 1354.8352 | 2314.8352
2025-07-12 | Saturday | aFRR- | 5 | 80% | 960 | 86 | 56.51 | 591.25 | 570.86 | 9.13 | no | 1368.7976 | 2328.7976
2025-07-13 | Sunday | aFRR- | 5 | 80% | 960 | 93 | 35.32 | 251.83 | 708 | 11.33 | no | 413.4874 | 1373.4874
2025-07-14 | Monday | aFRR+ | 5 | 80% | 960 | 65 | 119.44 | 680.8 | 351.67 | 5.63 | no | 2310.8778 | 3270.8778
2025-07-15 | Tuesday | aFRR- | 5 | 80% | 960 | 93 | 31.69 | 413.07 | 493.35 | 7.89 | no | 527.1432 | 1487.1432
2025-07-16 | Wednesday | aFRR+ | 5 | 80% | 960 | 72 | 116.87 | 551.38 | 436.49 | 6.98 | no | 1642.7191 | 2602.7191
2025-07-17 | Thursday | aFRR+ | 5 | 80% | 960 | 67 | 165.39 | 683.48 | 616.51 | 9.86 | no | 3837.6478 | 4797.6478
2025-07-18 | Friday | aFRR- | 5 | 80% | 960 | 72 | 167.37 | 640.66 | 1565.07 | 20 | yes | 7642.8368 | 8602.8368
2025-07-19 | Saturday | aFRR+ | 5 | 80% | 960 | 87 | 122.74 | 643.71 | 459.01 | 7.34 | no | 2067.2147 | 3027.2147
2025-07-20 | Sunday | aFRR- | 5 | 80% | 960 | 80 | 127.85 | 607.02 | 645.7 | 10.33 | no | 3651.6832 | 4611.6832
2025-07-21 | Monday | aFRR+ | 5 | 80% | 960 | 58 | 101.17 | 649.95 | 215.21 | 3.44 | no | 1225.462 | 2185.462
2025-07-22 | Tuesday | aFRR+ | 5 | 80% | 960 | 63 | 141.96 | 700.1 | 671.87 | 10.75 | no | 4740.659 | 5700.659
2025-07-23 | Wednesday | aFRR+ | 5 | 80% | 960 | 58 | 172.49 | 679.51 | 526.11 | 8.42 | no | 3311.9173 | 4271.9173
2025-07-24 | Thursday | aFRR+ | 5 | 80% | 960 | 85 | 148.53 | 699.68 | 711.03 | 11.38 | no | 4191.9461 | 5151.9461
2025-07-25 | Friday | aFRR+ | 5 | 80% | 960 | 91 | 154.1 | 700.1 | 965.35 | 15.45 | no | 6365.6677 | 7325.6677
2025-07-26 | Saturday | aFRR+ | 5 | 80% | 960 | 71 | 122.59 | 650 | 471.18 | 7.54 | no | 2169.7267 | 3129.7267
2025-07-27 | Sunday | aFRR+ | 5 | 80% | 960 | 87 | 117 | 700.1 | 549.14 | 8.79 | no | 3407.5591 | 4367.5591
2025-07-28 | Monday | aFRR+ | 5 | 80% | 960 | 75 | 145.27 | 655.06 | 690.74 | 11.05 | no | 2992.5585 | 3952.5585
2025-07-29 | Tuesday | aFRR- | 5 | 80% | 960 | 66 | 80.73 | 639.33 | 788.42 | 12.61 | no | 3368.2677 | 4328.2677
2025-07-30 | Wednesday | aFRR+ | 5 | 80% | 960 | 70 | 123.35 | 650 | 535.59 | 8.57 | no | 3043.5542 | 4003.5542
2025-07-31 | Thursday | aFRR+ | 5 | 80% | 960 | 74 | 107.39 | 662.82 | 453.59 | 7.26 | no | 1848.4762 | 2808.4762
2025-08-01 | Friday | aFRR- | 5 | 80% | 960 | 80 | 58.22 | 499.9 | 812.24 | 13 | no | 1869.702 | 2829.702
2025-08-02 | Saturday | aFRR+ | 5 | 80% | 960 | 87 | 100.08 | 690 | 526.7 | 8.43 | no | 2379.2513 | 3339.2513
2025-08-03 | Sunday | aFRR+ | 5 | 80% | 960 | 72 | 104.5 | 639.1 | 399.36 | 6.39 | no | 1521.6209 | 2481.6209
2025-08-04 | Monday | aFRR+ | 5 | 80% | 960 | 65 | 83.95 | 648.38 | 338.01 | 5.41 | no | 1203.6175 | 2163.6175
2025-08-05 | Tuesday | aFRR- | 5 | 80% | 960 | 82 | 45.81 | 499.9 | 954.79 | 15.28 | no | 1562.5343 | 2522.5343
2025-08-06 | Wednesday | aFRR- | 5 | 80% | 960 | 67 | 163.82 | 659.94 | 829.22 | 13.27 | no | 4718.1891 | 5678.1891
2025-08-07 | Thursday | aFRR- | 5 | 80% | 960 | 83 | 140.24 | 700.1 | 950.41 | 15.21 | no | 5896.4813 | 6856.4813
2025-08-08 | Friday | aFRR- | 5 | 80% | 960 | 80 | 82.59 | 499.9 | 604.64 | 9.67 | no | 1652.0018 | 2612.0018
2025-08-09 | Saturday | aFRR- | 5 | 80% | 960 | 79 | 50.12 | 436.04 | 260.45 | 4.17 | no | 488.8018 | 1448.8018
2025-08-10 | Sunday | aFRR+ | 5 | 80% | 960 | 66 | 130.35 | 698.09 | 560.16 | 8.96 | no | 3565.9119 | 4525.9119
2025-08-11 | Monday | aFRR- | 5 | 80% | 960 | 81 | 119.61 | 645.92 | 1060.96 | 16.98 | no | 4719.7376 | 5679.7376
2025-08-12 | Tuesday | aFRR- | 5 | 80% | 960 | 86 | 56.77 | 482.25 | 1021.19 | 16.34 | no | 1635.2458 | 2595.2458
2025-08-13 | Wednesday | aFRR+ | 5 | 80% | 960 | 62 | 167.86 | 700.1 | 644.62 | 10.31 | no | 4882.1898 | 5842.1898
2025-08-14 | Thursday | aFRR+ | 5 | 80% | 960 | 77 | 113.71 | 654.56 | 647.85 | 10.37 | no | 2620.8014 | 3580.8014
2025-08-15 | Friday | aFRR- | 5 | 80% | 960 | 92 | 40.64 | 465.26 | 789.4 | 12.63 | no | 983.8423 | 1943.8423
2025-08-16 | Saturday | aFRR+ | 5 | 80% | 960 | 64 | 105.24 | 634.49 | 408.87 | 6.54 | no | 2040.5417 | 3000.5417
2025-08-17 | Sunday | aFRR+ | 5 | 80% | 960 | 60 | 70 | 570.18 | 127.97 | 2.05 | no | 518.7518 | 1478.7518
2025-08-18 | Monday | aFRR- | 5 | 80% | 960 | 90 | 92.84 | 661.26 | 1053.42 | 16.85 | no | 4144.2441 | 5104.2441
2025-08-19 | Tuesday | aFRR- | 5 | 80% | 960 | 79 | 63.67 | 497.83 | 520.73 | 8.33 | no | 1801.7891 | 2761.7891
2025-08-20 | Wednesday | aFRR- | 5 | 80% | 960 | 86 | 81.9 | 489.7 | 818.98 | 13.1 | no | 2598.7716 | 3558.7716
2025-08-21 | Thursday | aFRR+ | 5 | 80% | 960 | 82 | 90.05 | 574.35 | 550.85 | 8.81 | no | 1415.8221 | 2375.8221
2025-08-22 | Friday | aFRR- | 5 | 80% | 960 | 84 | 69.35 | 472.03 | 1054.46 | 16.87 | no | 2974.2644 | 3934.2644
2025-08-23 | Saturday | aFRR- | 5 | 80% | 960 | 92 | 124.59 | 657.87 | 985.73 | 15.77 | no | 5547.0336 | 6507.0336
2025-08-24 | Sunday | aFRR- | 5 | 80% | 960 | 66 | 113.37 | 674.13 | 1526.35 | 20 | yes | 5304.443 | 6264.443
2025-08-25 | Monday | aFRR- | 5 | 80% | 960 | 88 | 110.88 | 693.13 | 1130.28 | 18.08 | no | 4998.9485 | 5958.9485
2025-08-26 | Tuesday | aFRR- | 5 | 80% | 960 | 83 | 67.53 | 528.13 | 1272.93 | 20 | yes | 2789.048 | 3749.048
2025-08-27 | Wednesday | aFRR- | 5 | 80% | 960 | 82 | 38.88 | 476.12 | 906.95 | 14.51 | no | 1480.2926 | 2440.2926
2025-08-28 | Thursday | aFRR+ | 5 | 80% | 960 | 58 | 99.23 | 519.24 | 262.94 | 4.21 | no | 1147.294 | 2107.294
2025-08-29 | Friday | aFRR- | 5 | 80% | 960 | 90 | 45.21 | 624.25 | 1139.73 | 18.24 | no | 2199.8227 | 3159.8227
2025-08-30 | Saturday | aFRR+ | 5 | 80% | 960 | 77 | 102.06 | 486.5 | 509.55 | 8.15 | no | 1390.2995 | 2350.2995
2025-08-31 | Sunday | aFRR- | 5 | 80% | 960 | 83 | 56.92 | 500 | 719.6 | 11.51 | no | 2646.7231 | 3606.7231
2025-09-01 | Monday | aFRR+ | 5 | 80% | 960 | 71 | 89.2 | 615.44 | 306.51 | 4.9 | no | 1105.7003 | 2065.7003
2025-09-02 | Tuesday | aFRR+ | 5 | 80% | 960 | 79 | 131.9 | 696.07 | 592.52 | 9.48 | no | 3437.5825 | 4397.5825
2025-09-03 | Wednesday | aFRR+ | 5 | 80% | 960 | 77 | 181.52 | 679.12 | 1014.73 | 16.24 | no | 6104.6695 | 7064.6695
2025-09-04 | Thursday | aFRR- | 5 | 80% | 960 | 85 | 65.99 | 499.9 | 1211.45 | 19.38 | no | 3264.7701 | 4224.7701
2025-09-05 | Friday | aFRR- | 5 | 80% | 960 | 80 | 38.12 | 496.53 | 727.01 | 11.63 | no | 1075.9362 | 2035.9362
2025-09-06 | Saturday | aFRR- | 5 | 80% | 960 | 78 | 50.13 | 621.59 | 977.05 | 15.63 | no | 2199.4189 | 3159.4189
2025-09-07 | Sunday | aFRR+ | 5 | 80% | 960 | 55 | 77.73 | 349.17 | 248.03 | 3.97 | no | 598.1605 | 1558.1605
2025-09-08 | Monday | aFRR- | 5 | 80% | 960 | 84 | 52.2 | 397.08 | 786.73 | 12.59 | no | 1557.9425 | 2517.9425
2025-09-09 | Tuesday | aFRR+ | 5 | 80% | 960 | 73 | 110.49 | 601.83 | 463.01 | 7.41 | no | 2432.4033 | 3392.4033
2025-09-10 | Wednesday | aFRR+ | 5 | 80% | 960 | 73 | 110.19 | 649.95 | 578.34 | 9.25 | no | 2519.765 | 3479.765
2025-09-11 | Thursday | aFRR- | 5 | 80% | 960 | 76 | 45.83 | 480.61 | 688.41 | 11.01 | no | 1455.5298 | 2415.5298
2025-09-12 | Friday | aFRR+ | 5 | 80% | 960 | 79 | 105.98 | 614.9 | 670.45 | 10.73 | no | 2561.171 | 3521.171
2025-09-13 | Saturday | aFRR- | 5 | 80% | 960 | 74 | 96.24 | 559.74 | 873.28 | 13.97 | no | 3853.7674 | 4813.7674
2025-09-14 | Sunday | aFRR- | 5 | 80% | 960 | 77 | 57.1 | 417.1 | 624.88 | 10 | no | 1077.4309 | 2037.4309
2025-09-15 | Monday | aFRR- | 5 | 80% | 960 | 81 | 86.43 | 700.1 | 1065.41 | 17.05 | no | 3632.582 | 4592.582
2025-09-16 | Tuesday | aFRR+ | 5 | 80% | 960 | 76 | 100.26 | 586.66 | 743 | 11.89 | no | 2248.0267 | 3208.0267
2025-09-17 | Wednesday | aFRR+ | 5 | 80% | 960 | 65 | 115.34 | 700.07 | 656.94 | 10.51 | no | 3332.6821 | 4292.6821
2025-09-18 | Thursday | aFRR- | 5 | 80% | 960 | 65 | 124.45 | 698.83 | 1979.18 | 20 | yes | 5905.6692 | 6865.6692
2025-09-19 | Friday | aFRR+ | 5 | 80% | 960 | 59 | 98.69 | 616.33 | 522.41 | 8.36 | no | 1811.1293 | 2771.1293
2025-09-20 | Saturday | aFRR+ | 5 | 80% | 960 | 68 | 134.51 | 700.1 | 493.1 | 7.89 | no | 3331.116 | 4291.116
2025-09-21 | Sunday | aFRR- | 5 | 80% | 960 | 79 | 100.75 | 678.49 | 993.83 | 15.9 | no | 4321.3932 | 5281.3932
2025-09-22 | Monday | aFRR+ | 5 | 80% | 960 | 54 | 107.84 | 700.01 | 309.99 | 4.96 | no | 1516.4538 | 2476.4538
2025-09-23 | Tuesday | aFRR+ | 5 | 80% | 960 | 77 | 97.87 | 622.33 | 575.06 | 9.2 | no | 1937.4684 | 2897.4684
2025-09-24 | Wednesday | aFRR+ | 5 | 80% | 960 | 79 | 92.72 | 387.1 | 562.12 | 8.99 | no | 1431.8285 | 2391.8285
2025-09-25 | Thursday | aFRR+ | 5 | 80% | 960 | 73 | 120.65 | 644.52 | 985.8 | 15.77 | no | 3828.3998 | 4788.3998
2025-09-26 | Friday | aFRR+ | 5 | 80% | 960 | 60 | 128.43 | 632.51 | 874.8 | 14 | no | 3498.8074 | 4458.8074
2025-09-27 | Saturday | aFRR+ | 5 | 80% | 960 | 71 | 102.37 | 673.73 | 331.19 | 5.3 | no | 1337.5202 | 2297.5202
2025-09-28 | Sunday | aFRR- | 5 | 80% | 960 | 87 | 53.06 | 545.33 | 953.34 | 15.25 | no | 1737.9645 | 2697.9645
2025-09-29 | Monday | aFRR+ | 5 | 80% | 960 | 69 | 134.2 | 682.28 | 668.69 | 10.7 | no | 3224.178 | 4184.178
2025-09-30 | Tuesday | aFRR+ | 5 | 80% | 960 | 74 | 162.34 | 669.94 | 970 | 15.52 | no | 4892.0695 | 5852.0695
2025-10-01 | Wednesday | aFRR- | 5 | 80% | 960 | 92 | 28.15 | 40 | 611.56 | 9.78 | no | 190.718 | 1150.718
2025-10-02 | Thursday | aFRR+ | 5 | 80% | 960 | 76 | 157.97 | 689.78 | 935.33 | 14.97 | no | 4722.9839 | 5682.9839
2025-10-03 | Friday | aFRR+ | 5 | 80% | 960 | 82 | 98.91 | 576.59 | 628.05 | 10.05 | no | 1253.0126 | 2213.0126
2025-10-04 | Saturday | aFRR+ | 5 | 80% | 960 | 18 | 108.17 | 273.91 | 2963.32 | 20 | yes | 2452.6255 | 3412.6255
2025-10-05 | Sunday | aFRR+ | 5 | 80% | 960 | 72 | 66.26 | 176.72 | 488.43 | 7.81 | no | 676.4806 | 1636.4806
2025-10-06 | Monday | aFRR+ | 5 | 80% | 960 | 30 | 217.39 | 700 | 5951.57 | 20 | yes | 7314.3219 | 8274.3219
2025-10-07 | Tuesday | aFRR+ | 5 | 80% | 960 | 32 | 326.39 | 679.86 | 2571.86 | 20 | yes | 6297.2601 | 7257.2601
2025-10-08 | Wednesday | aFRR+ | 5 | 80% | 960 | 17 | 244.5 | 690.4 | 6565.86 | 20 | yes | 4820.5645 | 5780.5645
2025-10-09 | Thursday | aFRR+ | 5 | 80% | 960 | 81 | 101.65 | 461.87 | 1106.66 | 17.71 | no | 2604.6085 | 3564.6085
2025-10-10 | Friday | aFRR+ | 5 | 80% | 960 | 80 | 104.86 | 457.6 | 1205.26 | 19.28 | no | 3244.3855 | 4204.3855
2025-10-11 | Saturday | aFRR+ | 5 | 80% | 960 | 79 | 95.5 | 532.95 | 1409.28 | 20 | yes | 2745.7273 | 3705.7273
2025-10-12 | Sunday | aFRR+ | 5 | 80% | 960 | 70 | 105.38 | 700.1 | 1031.64 | 16.51 | no | 3953.9379 | 4913.9379
2025-10-13 | Monday | aFRR+ | 5 | 80% | 960 | 79 | 115.8 | 645.86 | 903.07 | 14.45 | no | 3019.5961 | 3979.5961
2025-10-14 | Tuesday | aFRR- | 5 | 80% | 960 | 86 | 43.62 | 478.22 | 1213.42 | 19.41 | no | 1446.0527 | 2406.0527
2025-10-15 | Wednesday | aFRR+ | 5 | 80% | 960 | 67 | 133.76 | 521.82 | 1472.43 | 20 | yes | 4159.1951 | 5119.1951
2025-10-16 | Thursday | aFRR+ | 5 | 80% | 960 | 41 | 114.8 | 331.1 | 3174.88 | 20 | yes | 3243.711 | 4203.711
2025-10-17 | Friday | aFRR+ | 5 | 80% | 960 | 34 | 96.15 | 200.74 | 1948.91 | 20 | yes | 2603.2622 | 3563.2622
2025-10-18 | Saturday | aFRR+ | 5 | 80% | 960 | 48 | 126 | 700.1 | 2801.56 | 20 | yes | 4233.9049 | 5193.9049
2025-10-19 | Sunday | aFRR- | 5 | 80% | 960 | 50 | 28.16 | 67.54 | 2287.41 | 20 | yes | 344.1195 | 1304.1195
2025-10-20 | Monday | aFRR+ | 5 | 80% | 960 | 68 | 169.81 | 658.03 | 1155.07 | 18.48 | no | 5646.0438 | 6606.0438
2025-10-21 | Tuesday | aFRR+ | 5 | 80% | 960 | 68 | 99.54 | 522.96 | 301.59 | 4.83 | no | 1194.4236 | 2154.4236
2025-10-22 | Wednesday | aFRR+ | 5 | 80% | 960 | 61 | 93.01 | 314.76 | 364.11 | 5.83 | no | 934.2515 | 1894.2515
2025-10-23 | Thursday | aFRR+ | 5 | 80% | 960 | 38 | 191.58 | 605.36 | 2997.08 | 20 | yes | 4369.5697 | 5329.5697
2025-10-24 | Friday | aFRR+ | 5 | 80% | 960 | 45 | 102.76 | 374.4 | 1547.16 | 20 | yes | 2921.3237 | 3881.3237
2025-10-25 | Saturday | aFRR+ | 5 | 80% | 960 | 66 | 83.33 | 438.69 | 327.32 | 5.24 | no | 859.9328 | 1819.9328
2025-10-26 | Sunday | aFRR+ | 5 | 80% | 960 | 45 | 65.6 | 145.34 | 3707.97 | 20 | yes | 1218.4536 | 2178.4536
2025-10-27 | Monday | aFRR+ | 5 | 80% | 960 | 48 | 187.99 | 700 | 1801.53 | 20 | yes | 6878.2495 | 7838.2495
2025-10-28 | Tuesday | aFRR+ | 5 | 80% | 960 | 50 | 144.64 | 700.05 | 1569.14 | 20 | yes | 4999.1747 | 5959.1747
2025-10-29 | Wednesday | aFRR- | 5 | 80% | 960 | 52 | 50.36 | 396.23 | 1447.29 | 20 | yes | 1454.6765 | 2414.6765
2025-10-30 | Thursday | aFRR+ | 5 | 80% | 960 | 70 | 104.78 | 643.23 | 364.45 | 5.83 | no | 1893.0177 | 2853.0177
2025-10-31 | Friday | aFRR+ | 5 | 80% | 960 | 63 | 127.08 | 624.25 | 1599.67 | 20 | yes | 5455.3315 | 6415.3315
2025-11-01 | Saturday | aFRR- | 5 | 80% | 960 | 37 | 54.63 | 455.44 | 2382.6 | 20 | yes | 1845.0038 | 2805.0038
2025-11-02 | Sunday | aFRR+ | 5 | 80% | 960 | 69 | 89.53 | 688.49 | 323.64 | 5.18 | no | 1306.8943 | 2266.8943
2025-11-03 | Monday | aFRR+ | 5 | 80% | 960 | 57 | 95.63 | 598.55 | 244.66 | 3.91 | no | 990.5624 | 1950.5624
2025-11-04 | Tuesday | aFRR- | 5 | 80% | 960 | 70 | 30.53 | 325.6 | 1624 | 20 | yes | 884.6192 | 1844.6192
2025-11-05 | Wednesday | aFRR+ | 5 | 80% | 960 | 77 | 106.97 | 643.27 | 1119.5 | 17.91 | no | 2647.815 | 3607.815
2025-11-06 | Thursday | aFRR+ | 5 | 80% | 960 | 64 | 98.29 | 699.97 | 328.77 | 5.26 | no | 1524.3659 | 2484.3659
2025-11-07 | Friday | aFRR+ | 5 | 80% | 960 | 45 | 149.6 | 673.45 | 2677.09 | 20 | yes | 5242.1313 | 6202.1313
2025-11-08 | Saturday | aFRR+ | 5 | 80% | 960 | 71 | 133.83 | 687.94 | 479.51 | 7.67 | no | 2462.1521 | 3422.1521
2025-11-09 | Sunday | aFRR+ | 5 | 80% | 960 | 65 | 82.5 | 160.09 | 1226.5 | 19.62 | no | 2038.5519 | 2998.5519
2025-11-10 | Monday | aFRR+ | 5 | 80% | 960 | 55 | 132.8 | 570.09 | 1551.25 | 20 | yes | 3693.3802 | 4653.3802
2025-11-11 | Tuesday | aFRR+ | 5 | 80% | 960 | 65 | 142.03 | 700.1 | 1977.35 | 20 | yes | 5400.3694 | 6360.3694
2025-11-12 | Wednesday | aFRR+ | 5 | 80% | 960 | 88 | 117.27 | 700.1 | 791.9 | 12.67 | no | 3887.2488 | 4847.2488
2025-11-13 | Thursday | aFRR+ | 5 | 80% | 960 | 89 | 128.39 | 591.95 | 1080.12 | 17.28 | no | 3277.9356 | 4237.9356
2025-11-14 | Friday | aFRR+ | 5 | 80% | 960 | 70 | 128.44 | 700.1 | 2088.33 | 20 | yes | 3298.2294 | 4258.2294
2025-11-15 | Saturday | aFRR+ | 5 | 80% | 960 | 44 | 92.83 | 342.79 | 2675.57 | 20 | yes | 2006.6173 | 2966.6173
2025-11-16 | Sunday | aFRR+ | 5 | 80% | 960 | 57 | 105.85 | 645.65 | 2213.86 | 20 | yes | 2629.479 | 3589.479
2025-11-17 | Monday | aFRR+ | 5 | 80% | 960 | 86 | 118.42 | 670.87 | 1193.77 | 19.1 | no | 3723.1991 | 4683.1991
2025-11-18 | Tuesday | aFRR+ | 5 | 80% | 960 | 43 | 136.85 | 501.74 | 2075.35 | 20 | yes | 3896.8909 | 4856.8909
2025-11-19 | Wednesday | aFRR+ | 5 | 80% | 960 | 40 | 160.39 | 700.08 | 2152.05 | 20 | yes | 3578.0807 | 4538.0807
2025-11-20 | Thursday | aFRR+ | 5 | 80% | 960 | 81 | 130.29 | 700.09 | 1221.37 | 19.54 | no | 4403.4533 | 5363.4533
2025-11-21 | Friday | aFRR+ | 5 | 80% | 960 | 82 | 102.77 | 588.74 | 801.38 | 12.82 | no | 1739.7439 | 2699.7439
2025-11-22 | Saturday | aFRR+ | 5 | 80% | 960 | 62 | 184.03 | 700.09 | 1713.24 | 20 | yes | 5728.3378 | 6688.3378
2025-11-23 | Sunday | aFRR+ | 5 | 80% | 960 | 48 | 249.01 | 802.68 | 3303.44 | 20 | yes | 7145.2457 | 8105.2457
2025-11-24 | Monday | aFRR+ | 5 | 80% | 960 | 62 | 82.84 | 355.71 | 430.34 | 6.89 | no | 719.9865 | 1679.9865
2025-11-25 | Tuesday | aFRR+ | 5 | 80% | 960 | 64 | 92.9 | 415.43 | 235.66 | 3.77 | no | 741.4794 | 1701.4794
2025-11-26 | Wednesday | aFRR+ | 5 | 80% | 960 | 54 | 202.12 | 700.06 | 1554.29 | 20 | yes | 6096.9674 | 7056.9674
2025-11-27 | Thursday | aFRR+ | 5 | 80% | 960 | 47 | 109.03 | 332.48 | 1969.34 | 20 | yes | 2192.7479 | 3152.7479
2025-11-28 | Friday | aFRR+ | 5 | 80% | 960 | 82 | 142.62 | 635.03 | 1171.75 | 18.75 | no | 4210.9375 | 5170.9375
2025-11-29 | Saturday | aFRR+ | 5 | 80% | 960 | 67 | 115.72 | 583.35 | 808.67 | 12.94 | no | 2230.7136 | 3190.7136
2025-11-30 | Sunday | aFRR+ | 5 | 80% | 960 | 15 | 179.41 | 597.47 | 2351.7 | 20 | yes | 3193.603 | 4153.603
2025-12-01 | Monday | aFRR+ | 5 | 80% | 960 | 66 | 98.72 | 255.48 | 978.56 | 15.66 | no | 2011.5518 | 2971.5518
2025-12-02 | Tuesday | aFRR+ | 5 | 80% | 960 | 69 | 105.32 | 550.49 | 631.15 | 10.1 | no | 1717.8516 | 2677.8516
2025-12-03 | Wednesday | aFRR- | 5 | 80% | 960 | 88 | 36.29 | 316.07 | 1171.82 | 18.75 | no | 813.7959 | 1773.7959
2025-12-04 | Thursday | aFRR- | 5 | 80% | 960 | 52 | 39.88 | 254.14 | 2407.78 | 20 | yes | 1403.6084 | 2363.6084
2025-12-05 | Friday | aFRR- | 5 | 80% | 960 | 61 | 69.58 | 499.9 | 1972.6 | 20 | yes | 2368.0689 | 3328.0689
2025-12-06 | Saturday | aFRR- | 5 | 80% | 960 | 45 | 47.58 | 358.39 | 3431.7 | 20 | yes | 881.4155 | 1841.4155
2025-12-07 | Sunday | aFRR- | 5 | 80% | 960 | 72 | 34.54 | 345.99 | 1390.68 | 20 | yes | 969.0551 | 1929.0551
2025-12-08 | Monday | aFRR+ | 5 | 80% | 960 | 48 | 106.44 | 518.93 | 2353.56 | 20 | yes | 2206.2725 | 3166.2725
2025-12-09 | Tuesday | aFRR+ | 5 | 80% | 960 | 67 | 87.01 | 167.42 | 484.57 | 7.75 | no | 845.6212 | 1805.6212
2025-12-10 | Wednesday | aFRR+ | 5 | 80% | 960 | 88 | 107.44 | 559.47 | 519.44 | 8.31 | no | 1913.347 | 2873.347
2025-12-11 | Thursday | aFRR+ | 5 | 80% | 960 | 62 | 77.15 | 261.12 | 149.73 | 2.4 | no | 273.9659 | 1233.9659
2025-12-12 | Friday | aFRR+ | 5 | 80% | 960 | 74 | 102.28 | 569.59 | 647.17 | 10.35 | no | 1695.5779 | 2655.5779
2025-12-13 | Saturday | aFRR+ | 5 | 80% | 960 | 82 | 81.3 | 304.37 | 330.64 | 5.29 | no | 525.6209 | 1485.6209
2025-12-14 | Sunday | aFRR+ | 5 | 80% | 960 | 62 | 109.58 | 516.08 | 1113.07 | 17.81 | no | 3520.8736 | 4480.8736
2025-12-15 | Monday | aFRR+ | 5 | 80% | 960 | 61 | 133.89 | 585.1 | 1912.9 | 20 | yes | 4329.356 | 5289.356
2025-12-16 | Tuesday | aFRR+ | 5 | 80% | 960 | 66 | 161.09 | 629.34 | 1553.78 | 20 | yes | 5771.7626 | 6731.7626
2025-12-17 | Wednesday | aFRR+ | 5 | 80% | 960 | 58 | 118.12 | 621.84 | 2128.38 | 20 | yes | 3279.2373 | 4239.2373
2025-12-18 | Thursday | aFRR- | 5 | 80% | 960 | 90 | 38.2 | 403.35 | 1265.62 | 20 | yes | 1113.9252 | 2073.9252
2025-12-19 | Friday | aFRR- | 5 | 80% | 960 | 36 | 21.61 | 213.9 | 4572.92 | 20 | yes | 449.9456 | 1409.9456
2025-12-20 | Saturday | aFRR+ | 5 | 80% | 960 | 70 | 159.11 | 696.12 | 1404.54 | 20 | yes | 4833.4997 | 5793.4997
2025-12-21 | Sunday | aFRR+ | 5 | 80% | 960 | 77 | 125.06 | 535.85 | 572.92 | 9.17 | no | 2470.6443 | 3430.6443
2025-12-22 | Monday | aFRR+ | 5 | 80% | 960 | 21 | 286.85 | 700.1 | 2162.83 | 20 | yes | 6812.0222 | 7772.0222
2025-12-23 | Tuesday | aFRR+ | 5 | 80% | 960 | 44 | 150.82 | 758.06 | 3896.02 | 20 | yes | 6157.7157 | 7117.7157
2025-12-24 | Wednesday | aFRR+ | 5 | 80% | 960 | 54 | 160.26 | 700 | 1265.57 | 20 | yes | 4763.094 | 5723.094
2025-12-25 | Thursday | aFRR+ | 5 | 80% | 960 | 62 | 93.54 | 699.98 | 2397.27 | 20 | yes | 2713.5423 | 3673.5423
2025-12-26 | Friday | aFRR+ | 5 | 80% | 960 | 36 | 130.51 | 690.58 | 2766 | 20 | yes | 3780.3621 | 4740.3621
2025-12-27 | Saturday | aFRR+ | 5 | 80% | 960 | 46 | 99.38 | 512.74 | 325.69 | 5.21 | no | 905.8035 | 1865.8035
2025-12-28 | Sunday | aFRR+ | 5 | 80% | 960 | 74 | 144.71 | 700 | 1231.5 | 19.7 | no | 5043.6385 | 6003.6385
2025-12-29 | Monday | aFRR+ | 5 | 80% | 960 | 54 | 144.45 | 693.47 | 1366.07 | 20 | yes | 4378.7169 | 5338.7169
2025-12-30 | Tuesday | aFRR+ | 5 | 80% | 960 | 58 | 136.72 | 700 | 3352.58 | 20 | yes | 5040.5633 | 6000.5633
2025-12-31 | Wednesday | aFRR+ | 5 | 80% | 960 | 50 | 78.87 | 153.69 | 2041.36 | 20 | yes | 1783.3537 | 2743.3537
2026-01-01 | Thursday | aFRR+ | 5 | 80% | 960 | 42 | 98.88 | 428.12 | 1515.92 | 20 | yes | 1993.7995 | 2953.7995
2026-01-02 | Friday | aFRR+ | 5 | 80% | 960 | 52 | 146.1 | 696.09 | 2236.76 | 20 | yes | 3606.7371 | 4566.7371
2026-01-03 | Saturday | aFRR+ | 5 | 80% | 960 | 32 | 141.03 | 586.86 | 2006.12 | 20 | yes | 2757.0365 | 3717.0365
2026-01-04 | Sunday | aFRR+ | 5 | 80% | 960 | 83 | 102.21 | 602.82 | 1237.39 | 19.8 | no | 2672.5845 | 3632.5845
2026-01-05 | Monday | aFRR+ | 5 | 80% | 960 | 43 | 123.1 | 700.07 | 3972.85 | 20 | yes | 3802.1171 | 4762.1171
2026-01-06 | Tuesday | aFRR+ | 5 | 80% | 960 | 55 | 121.64 | 466.84 | 2357.47 | 20 | yes | 4557.2416 | 5517.2416
2026-01-07 | Wednesday | aFRR+ | 5 | 80% | 960 | 78 | 109.8 | 488.64 | 1132.71 | 18.12 | no | 2409.0233 | 3369.0233
2026-01-08 | Thursday | aFRR+ | 5 | 80% | 960 | 39 | 175.59 | 700.09 | 11483.78 | 20 | yes | 6002.0858 | 6962.0858
2026-01-09 | Friday | aFRR+ | 5 | 80% | 960 | 87 | 106.87 | 749.9 | 1265.34 | 20 | yes | 5309.7199 | 6269.7199
2026-01-10 | Saturday | aFRR+ | 5 | 80% | 960 | 78 | 105.01 | 558.43 | 1076.75 | 17.23 | no | 2875.9439 | 3835.9439
2026-01-11 | Sunday | aFRR+ | 5 | 80% | 960 | 40 | 93.62 | 394.91 | 3165.8 | 20 | yes | 2724.5083 | 3684.5083
2026-01-12 | Monday | aFRR+ | 5 | 80% | 960 | 80 | 149.26 | 809.68 | 1684.6 | 20 | yes | 6058.6123 | 7018.6123
2026-01-13 | Tuesday | aFRR+ | 5 | 80% | 960 | 64 | 158.96 | 671.23 | 1894.88 | 20 | yes | 5297.8436 | 6257.8436
2026-01-14 | Wednesday | aFRR+ | 5 | 80% | 960 | 40 | 140.84 | 961.6 | 1707.34 | 20 | yes | 4125.9849 | 5085.9849
2026-01-15 | Thursday | aFRR+ | 5 | 80% | 960 | 73 | 96.3 | 314.62 | 484.81 | 7.76 | no | 1272.3987 | 2232.3987
2026-01-16 | Friday | aFRR+ | 5 | 80% | 960 | 81 | 120.55 | 670.53 | 1191.57 | 19.07 | no | 3417.4375 | 4377.4375
2026-01-17 | Saturday | aFRR+ | 5 | 80% | 960 | 36 | 207.62 | 916.56 | 3606.3 | 20 | yes | 5227.8056 | 6187.8056
2026-01-18 | Sunday | aFRR+ | 5 | 80% | 960 | 58 | 101.25 | 304.74 | 2859.63 | 20 | yes | 2149.5179 | 3109.5179
2026-01-19 | Monday | aFRR+ | 5 | 80% | 960 | 45 | 135.1 | 461.39 | 2453.01 | 20 | yes | 3960.3839 | 4920.3839
2026-01-20 | Tuesday | aFRR+ | 5 | 80% | 960 | 34 | 155.2 | 394.21 | 3208.89 | 20 | yes | 3435.0341 | 4395.0341
2026-01-21 | Wednesday | aFRR+ | 5 | 80% | 960 | 39 | 187.93 | 692.89 | 9168.94 | 20 | yes | 6597.2633 | 7557.2633
2026-01-22 | Thursday | aFRR+ | 5 | 80% | 960 | 56 | 184.3 | 729.21 | 1604.33 | 20 | yes | 5843.1137 | 6803.1137
2026-01-23 | Friday | aFRR+ | 5 | 80% | 960 | 81 | 113.75 | 274.8 | 436.4 | 6.98 | no | 1226.9874 | 2186.9874
2026-01-24 | Saturday | aFRR+ | 5 | 80% | 960 | 62 | 126.56 | 320.17 | 2657.19 | 20 | yes | 2778.2224 | 3738.2224
2026-01-25 | Sunday | aFRR+ | 5 | 80% | 960 | 50 | 167.78 | 623.96 | 2579.16 | 20 | yes | 3918.35 | 4878.35
2026-01-26 | Monday | aFRR+ | 5 | 80% | 960 | 41 | 131.93 | 575.7 | 3225.45 | 20 | yes | 3048.6189 | 4008.6189
2026-01-27 | Tuesday | aFRR+ | 5 | 80% | 960 | 67 | 137.7 | 986.56 | 324.16 | 5.19 | no | 2373.1793 | 3333.1793
2026-01-28 | Wednesday | aFRR+ | 5 | 80% | 960 | 67 | 104.43 | 432.13 | 347.23 | 5.56 | no | 970.3814 | 1930.3814
2026-01-29 | Thursday | aFRR+ | 5 | 80% | 960 | 41 | 150.1 | 921.84 | 1905.55 | 20 | yes | 3713.3913 | 4673.3913
2026-01-30 | Friday | aFRR+ | 5 | 80% | 960 | 70 | 99.31 | 267.72 | 659.38 | 10.55 | no | 1395.6024 | 2355.6024
2026-01-31 | Saturday | aFRR+ | 5 | 80% | 960 | 43 | 110.22 | 362.6 | 4334.05 | 20 | yes | 2444.6556 | 3404.6556
2026-02-01 | Sunday | aFRR+ | 5 | 80% | 960 | 51 | 118.78 | 581.28 | 1963.3 | 20 | yes | 2638.3427 | 3598.3427
2026-02-02 | Monday | aFRR+ | 5 | 80% | 960 | 90 | 108.2 | 380.34 | 840.81 | 13.45 | no | 2086.2245 | 3046.2245
2026-02-03 | Tuesday | aFRR+ | 5 | 80% | 960 | 48 | 121.03 | 300.61 | 1377.52 | 20 | yes | 2992.7603 | 3952.7603
2026-02-04 | Wednesday | aFRR+ | 5 | 80% | 960 | 61 | 99.4 | 514.4 | 578.45 | 9.26 | no | 1338.5998 | 2298.5998
2026-02-05 | Thursday | aFRR+ | 5 | 80% | 960 | 71 | 134.27 | 660.48 | 1222.91 | 19.57 | no | 4282.1496 | 5242.1496
2026-02-06 | Friday | aFRR+ | 5 | 80% | 960 | 77 | 99.43 | 313.85 | 487.72 | 7.8 | no | 1041.863 | 2001.863
2026-02-07 | Saturday | aFRR+ | 5 | 80% | 960 | 79 | 97.64 | 358.38 | 868.16 | 13.89 | no | 1755.474 | 2715.474
2026-02-08 | Sunday | aFRR+ | 5 | 80% | 960 | 69 | 74.49 | 95.04 | 784.91 | 12.56 | no | 804.1868 | 1764.1868
2026-02-09 | Monday | aFRR+ | 5 | 80% | 960 | 35 | 134.77 | 453.79 | 3060.74 | 20 | yes | 3400.002 | 4360.002
2026-02-10 | Tuesday | aFRR+ | 5 | 80% | 960 | 19 | 105.06 | 216.18 | 2941.05 | 20 | yes | 2164.4798 | 3124.4798
2026-02-11 | Wednesday | aFRR- | 5 | 80% | 960 | 56 | 47.91 | 541.79 | 1792.55 | 20 | yes | 1936.1122 | 2896.1122
2026-02-12 | Thursday | aFRR+ | 5 | 80% | 960 | 52 | 91.43 | 340.68 | 341.42 | 5.46 | no | 1047.7238 | 2007.7238
2026-02-13 | Friday | aFRR- | 5 | 80% | 960 | 84 | 30.36 | 253.53 | 553.2 | 8.85 | no | 311.8063 | 1271.8063
2026-02-14 | Saturday | aFRR+ | 5 | 80% | 960 | 67 | 88.39 | 550.13 | 388.38 | 6.21 | no | 1578.3427 | 2538.3427
2026-02-15 | Sunday | aFRR- | 5 | 80% | 960 | 58 | 58.05 | 459.43 | 748.07 | 11.97 | no | 1632.5873 | 2592.5873
2026-02-16 | Monday | aFRR- | 5 | 80% | 960 | 40 | 64.5 | 699.9 | 2149.2 | 20 | yes | 2561.6688 | 3521.6688
2026-02-17 | Tuesday | aFRR+ | 5 | 80% | 960 | 30 | 99.66 | 197.24 | 2390.02 | 20 | yes | 2038.8947 | 2998.8947
2026-02-18 | Wednesday | aFRR- | 5 | 80% | 960 | 68 | 38.49 | 666.26 | 856.71 | 13.71 | no | 1511.246 | 2471.246
2026-02-19 | Thursday | aFRR+ | 5 | 80% | 960 | 62 | 87.19 | 683.01 | 418.63 | 6.7 | no | 911.9527 | 1871.9527
2026-02-20 | Friday | aFRR- | 5 | 80% | 960 | 48 | 41.7 | 349.57 | 2307.84 | 20 | yes | 1584.9738 | 2544.9738
2026-02-21 | Saturday | aFRR+ | 5 | 80% | 960 | 30 | 90.55 | 369.17 | 2743.14 | 20 | yes | 2012.0878 | 2972.0878
2026-02-22 | Sunday | aFRR- | 5 | 80% | 960 | 61 | 69.8 | 699.9 | 1840.3 | 20 | yes | 4351.021 | 5311.021
2026-02-23 | Monday | aFRR- | 5 | 80% | 960 | 59 | 25.62 | 164.9 | 2259.63 | 20 | yes | 507.3967 | 1467.3967
2026-02-24 | Tuesday | aFRR+ | 5 | 80% | 960 | 78 | 78.32 | 245.03 | 1002.6 | 16.04 | no | 1519.8534 | 2479.8534
2026-02-25 | Wednesday | aFRR- | 5 | 80% | 960 | 25 | 28.6 | 359.31 | 2528.05 | 20 | yes | 668.051 | 1628.051
2026-02-26 | Thursday | aFRR- | 5 | 80% | 960 | 47 | 39.48 | 267.33 | 2889.74 | 20 | yes | 1420.4224 | 2380.4224
2026-02-27 | Friday | aFRR- | 5 | 80% | 960 | 52 | 96.87 | 699.9 | 2081.19 | 20 | yes | 3587.6551 | 4547.6551
2026-02-28 | Saturday | aFRR- | 5 | 80% | 960 | 65 | 90.04 | 589.96 | 332.84 | 5.33 | no | 1663.0211 | 2623.0211
2026-03-01 | Sunday | aFRR- | 5 | 80% | 960 | 60 | 79.63 | 659.85 | 296.81 | 4.75 | no | 1655.2818 | 2615.2818
2026-03-02 | Monday | aFRR+ | 5 | 80% | 960 | 40 | 87.42 | 181.89 | 4860.81 | 20 | yes | 2295.0219 | 3255.0219
2026-03-03 | Tuesday | aFRR- | 5 | 80% | 960 | 44 | 25.28 | 234 | 5605.5 | 20 | yes | 502.0208 | 1462.0208
2026-03-04 | Wednesday | aFRR- | 5 | 80% | 960 | 40 | 53.75 | 312.57 | 3855.82 | 20 | yes | 2690.8713 | 3650.8713
2026-03-05 | Thursday | aFRR- | 5 | 80% | 960 | 22 | 19.52 | 206.99 | 5161.61 | 20 | yes | 439.6276 | 1399.6276
2026-03-06 | Friday | aFRR- | 5 | 80% | 960 | 35 | 72.68 | 359.65 | 5072.67 | 20 | yes | 3774.992 | 4734.992
2026-03-07 | Saturday | aFRR+ | 5 | 80% | 960 | 64 | 88.05 | 153.4 | 349.16 | 5.59 | no | 638.4099 | 1598.4099
2026-03-08 | Sunday | aFRR- | 5 | 80% | 960 | 51 | 96.51 | 799.9 | 1306.56 | 20 | yes | 3351.343 | 4311.343
2026-03-09 | Monday | aFRR- | 5 | 80% | 960 | 38 | 80.45 | 629.46 | 6203.28 | 20 | yes | 3867.9706 | 4827.9706
2026-03-10 | Tuesday | aFRR+ | 5 | 80% | 960 | 77 | 109.04 | 481.72 | 797.31 | 12.76 | no | 2140.1007 | 3100.1007
2026-03-11 | Wednesday | aFRR+ | 5 | 80% | 960 | 66 | 82.11 | 155.79 | 813.09 | 13.01 | no | 1372.4704 | 2332.4704
2026-03-12 | Thursday | aFRR- | 5 | 80% | 960 | 53 | 60.81 | 655.77 | 1549.85 | 20 | yes | 2427.2332 | 3387.2332
2026-03-13 | Friday | aFRR- | 5 | 80% | 960 | 50 | 27.72 | 340.04 | 1978.11 | 20 | yes | 786.1538 | 1746.1538
2026-03-14 | Saturday | aFRR+ | 5 | 80% | 960 | 62 | 91.39 | 550.73 | 2475.31 | 20 | yes | 2775.4487 | 3735.4487
2026-03-15 | Sunday | aFRR+ | 5 | 80% | 960 | 63 | 96.33 | 215.78 | 891.31 | 14.26 | no | 1694.157 | 2654.157
2026-03-16 | Monday | aFRR- | 5 | 80% | 960 | 46 | 100.61 | 749.9 | 1922.54 | 20 | yes | 4109.8217 | 5069.8217
2026-03-17 | Tuesday | aFRR+ | 5 | 80% | 960 | 55 | 99.56 | 368.29 | 590.05 | 9.44 | no | 1672.5717 | 2632.5717
2026-03-18 | Wednesday | aFRR+ | 5 | 80% | 960 | 61 | 133.42 | 605.04 | 979.64 | 15.67 | no | 3162.8513 | 4122.8513
2026-03-19 | Thursday | aFRR+ | 5 | 80% | 960 | 34 | 166.52 | 528.34 | 6868.62 | 20 | yes | 4867.2206 | 5827.2206
2026-03-20 | Friday | aFRR+ | 5 | 80% | 960 | 38 | 152.72 | 688.65 | 2785.8 | 20 | yes | 3334.3578 | 4294.3578
2026-03-21 | Saturday | aFRR+ | 5 | 80% | 960 | 62 | 102.79 | 658.03 | 474.35 | 7.59 | no | 1923.2512 | 2883.2512
2026-03-22 | Sunday | aFRR+ | 5 | 80% | 960 | 65 | 70.57 | 103.7 | 296.53 | 4.74 | no | 453.8908 | 1413.8908
2026-03-23 | Monday | aFRR+ | 5 | 80% | 960 | 76 | 126.23 | 699.9 | 1092.3 | 17.37 | no | 4711.0026 | 5671.0026
2026-03-24 | Tuesday | aFRR+ | 5 | 80% | 960 | 65 | 116.08 | 688.74 | 1719.29 | 20 | yes | 4853.5908 | 5813.5908
2026-03-25 | Wednesday | aFRR+ | 5 | 80% | 960 | 57 | 100.31 | 585.42 | 345.95 | 5.54 | no | 1366.8886 | 2326.8886
2026-03-26 | Thursday | aFRR- | 5 | 80% | 960 | 55 | 79.94 | 726.18 | 1709.08 | 20 | yes | 3520.0731 | 4480.0731
2026-03-27 | Friday | aFRR+ | 5 | 80% | 960 | 77 | 111.55 | 687.17 | 1848.83 | 20 | yes | 3617.7227 | 4577.7227
2026-03-28 | Saturday | aFRR+ | 5 | 80% | 960 | 49 | 85.39 | 656.44 | 2448.6 | 20 | yes | 1974.1398 | 2934.1398
2026-03-29 | Sunday | aFRR+ | 5 | 80% | 960 | 62 | 74.63 | 121 | 356.69 | 5.71 | no | 520.6199 | 1480.6199
2026-03-30 | Monday | aFRR+ | 5 | 80% | 960 | 66 | 96.45 | 561.89 | 1155.88 | 18.49 | no | 3372.1749 | 4332.1749
2026-03-31 | Tuesday | aFRR+ | 5 | 80% | 960 | 69 | 105.18 | 622.31 | 575.51 | 9.21 | no | 1926.9732 | 2886.9732
2026-04-01 | Wednesday | aFRR- | 5 | 80% | 960 | 53 | 48.23 | 459.48 | 3797.51 | 20 | yes | 2007.2776 | 2967.2776
2026-04-02 | Thursday | aFRR+ | 5 | 80% | 960 | 31 | 218.51 | 699.9 | 3242.83 | 20 | yes | 6786.9972 | 7746.9972
2026-04-03 | Friday | aFRR- | 5 | 80% | 960 | 88 | 33.59 | 443.59 | 1251.37 | 20 | yes | 975.1281 | 1935.1281
2026-04-04 | Saturday | aFRR+ | 5 | 80% | 960 | 62 | 77.99 | 461.92 | 214.44 | 3.43 | no | 502.7338 | 1462.7338
2026-04-05 | Sunday | aFRR- | 5 | 80% | 960 | 51 | 62.62 | 408.03 | 5459.5 | 20 | yes | 1734.1652 | 2694.1652
2026-04-06 | Monday | aFRR+ | 5 | 80% | 960 | 48 | 121.23 | 651.38 | 535.47 | 8.57 | no | 2530.0355 | 3490.0355
2026-04-07 | Tuesday | aFRR+ | 5 | 80% | 960 | 62 | 103.18 | 504.82 | 788.08 | 12.61 | no | 1742.5006 | 2702.5006
2026-04-08 | Wednesday | aFRR+ | 5 | 80% | 960 | 51 | 133.94 | 699.9 | 1497.71 | 20 | yes | 4707.1371 | 5667.1371
2026-04-09 | Thursday | aFRR- | 5 | 80% | 960 | 77 | 50.73 | 580.84 | 1440.07 | 20 | yes | 1869.0578 | 2829.0578
2026-04-10 | Friday | aFRR+ | 5 | 80% | 960 | 69 | 97.31 | 605.39 | 400.63 | 6.41 | no | 1305.7218 | 2265.7218
2026-04-11 | Saturday | aFRR+ | 5 | 80% | 960 | 48 | 87.42 | 113.97 | 2308.58 | 20 | yes | 1753.9463 | 2713.9463
2026-04-12 | Sunday | aFRR+ | 5 | 80% | 960 | 77 | 81.67 | 310.25 | 1069.91 | 17.12 | no | 1918.0128 | 2878.0128
2026-04-13 | Monday | aFRR+ | 5 | 80% | 960 | 66 | 135.81 | 699.9 | 1470.54 | 20 | yes | 5844.1766 | 6804.1766
2026-04-14 | Tuesday | aFRR- | 5 | 80% | 960 | 48 | 40.95 | 268.32 | 4665.31 | 20 | yes | 974.5843 | 1934.5843
2026-04-15 | Wednesday | aFRR+ | 5 | 80% | 960 | 54 | 107.81 | 468.29 | 345 | 5.52 | no | 980.9965 | 1940.9965
2026-04-16 | Thursday | aFRR- | 5 | 80% | 960 | 44 | 74.68 | 587.61 | 3055.97 | 20 | yes | 1665.1372 | 2625.1372
2026-04-17 | Friday | aFRR- | 5 | 80% | 960 | 70 | 15.18 | 90.49 | 1444.63 | 20 | yes | 321.3166 | 1281.3166
2026-04-18 | Saturday | aFRR+ | 5 | 80% | 960 | 34 | 150.73 | 682.79 | 1884.92 | 20 | yes | 4215.1932 | 5175.1932
2026-04-19 | Sunday | aFRR- | 5 | 80% | 960 | 88 | 25.55 | 140.58 | 1375.26 | 20 | yes | 607.1843 | 1567.1843
2026-04-20 | Monday | aFRR+ | 5 | 80% | 960 | 46 | 109.1 | 419.26 | 357.32 | 5.72 | no | 1114.5212 | 2074.5212
2026-04-21 | Tuesday | aFRR+ | 5 | 80% | 960 | 71 | 132.06 | 629.02 | 1591.06 | 20 | yes | 3823.9947 | 4783.9947
2026-04-22 | Wednesday | aFRR+ | 5 | 80% | 960 | 77 | 132.81 | 554.73 | 1439.49 | 20 | yes | 5299.5988 | 6259.5988
2026-04-23 | Thursday | aFRR+ | 5 | 80% | 960 | 57 | 127.89 | 699.9 | 1224.53 | 18.8 | no | 4735.4123 | 5695.4123
2026-04-24 | Friday | aFRR+ | 5 | 80% | 960 | 41 | 125.83 | 553.43 | 1654.76 | 20 | yes | 2754.0401 | 3714.0401
2026-04-25 | Saturday | aFRR- | 5 | 80% | 960 | 64 | 71.13 | 749.9 | 1828.86 | 20 | yes | 3869.5975 | 4829.5975
2026-04-26 | Sunday | aFRR- | 5 | 80% | 960 | 52 | 88.45 | 519.84 | 3287.93 | 20 | yes | 4237.3213 | 5197.3213
2026-04-27 | Monday | aFRR- | 5 | 80% | 960 | 38 | 46.28 | 363.64 | 4857.39 | 20 | yes | 813.0418 | 1773.0418
2026-04-28 | Tuesday | aFRR- | 5 | 80% | 960 | 41 | 29.73 | 286.42 | 4349.1 | 20 | yes | 454.3503 | 1414.3503
2026-04-29 | Wednesday | aFRR- | 5 | 80% | 960 | 43 | 48.63 | 462.8 | 5213.51 | 20 | yes | 2538.3955 | 3498.3955
2026-04-30 | Thursday | aFRR+ | 5 | 80% | 960 | 38 | 133.63 | 602.36 | 2415.94 | 20 | yes | 3687.2736 | 4647.2736
2026-05-01 | Friday | aFRR+ | 5 | 80% | 960 | 18 | 160.45 | 346.15 | 2131.22 | 20 | yes | 3204.2471 | 4164.2471
TOTAL | 366 days | — |  |  | 351360 | 24036 |  |  | 516944.85 | 5270.83 | 136 days | 1035772.5836 | 1387132.5836